## Sheet1 (hidden)
행 레이블
건물기초정보
건물정보
운영정보
건물성능정보
BEMS
건축
기계
석면
신재생에너지
전기
GR기초정보
GR필요범위
GR필요사항
기타정부지원사업
담당자
도면관련
리모델링방식
비용지원
추가공사관련
컨설팅날짜
GR의사결정
BEMS
건축
기계
석면
신재생에너지
전기
GR수집문서
첨부파일
총합계

## 국내스키마 정리_1 (hidden)
1단계 | 2단계 | 3단계 | 4단계 | 5단계 | 6단계 | 7단계 | 8단계
1단계: 건물기초정보; 2단계: 건물정보; 3단계: 건물명 |  | 업로드파일 필요 |  | 건물기초정보 | 건물관련 | 객관적 | 건물기본개요 및 운영정보 수집
1단계: 건물기초정보; 2단계: 건물정보; 3단계: 지역; 4단계: 도/시 |  | 별도분류체계 생성필요 |  | 건물성능정보 | 건물관련 | 객관적 | 건축/기계 등 고유의 사양 수집
1단계: 건물기초정보; 2단계: 건물정보; 3단계: 지역; 4단계: 시/군/구 |  |  |  | GR기초정보 | 사업관련 | - | 건축물관리자 의도 개입 및 GR 정보수 집
1단계: 건물기초정보; 2단계: 건물정보; 3단계: 용도 |  |  |  | GR의사결정 | 사업관련 | 주관적 | 에너지진단자 의도 개입 및 각 항목별 개선여부 판단
건물기초정보 | 건물정보 | 준공연도 | 연
건물기초정보 | 건물정보 | 준공연도 | 월
건물기초정보 | 건물정보 | 높이 | 층고
건물기초정보 | 건물정보 | 높이 | 천장고
건물기초정보 | 건물정보 | 개보수이력사항 | 수선시기
건물기초정보 | 건물정보 | 개보수이력사항 | 수선내용
건물기초정보 | 건물정보 | 개보수이력사항 | 첨부문서
건물기초정보 | 건물정보 | 기타사항 | 인접대지경계선까지 거리가 1.5m이하인 외벽 | 존재유무
건물기초정보 | 건물정보 | 기타사항 | 인접대지경계선까지 거리가 1.5m이하인 외벽 | 해당 외벽 창호 유무
건물기초정보 | 건물정보 | 기타사항 | 당해 건물 외벽 2m이내 주택 | 존재유무
건물기초정보 | 건물정보 | 기타사항 | 당해 건물 외벽 2m이내 주택 | 해당 외벽 창호 유무
건물기초정보 | 건물정보 | 기타사항 | 원형창호 | 존재유무
건물기초정보 | 건물정보 | 기타사항 | 커튼월스팬드럴 | 존재유무
건물기초정보 | 건물정보 | 기타사항 | 공급전력
건물기초정보 | 건물정보 | 건물사진 | 외부 | 정면
건물기초정보 | 건물정보 | 건물사진 | 외부 | 우측면
건물기초정보 | 건물정보 | 건물사진 | 외부 | 배면
건물기초정보 | 건물정보 | 건물사진 | 외부 | 좌측면
건물기초정보 | 건물정보 | 건물사진 | 내부 | 실명
건물기초정보 | 건물정보 | 건물사진 | 내부 | 첨부사진
건물기초정보 | 운영정보 | 건물운영시간 | 주중 | 사용시간 | 시작시간
건물기초정보 | 운영정보 | 건물운영시간 | 주중 | 사용시간 | 종료시간
건물기초정보 | 운영정보 | 건물운영시간 | 주중 | 특이사항
건물기초정보 | 운영정보 | 건물운영시간 | 주말 | 사용시간 | 시작시간
건물기초정보 | 운영정보 | 건물운영시간 | 주말 | 사용시간 | 종료시간
건물기초정보 | 운영정보 | 건물운영시간 | 주말 | 특이사항
건물기초정보 | 운영정보 | 재실자 | 고정근무자 | 인원수
건물기초정보 | 운영정보 | 재실자 | 고정근무자 | 근무시간 | 시작시간
건물기초정보 | 운영정보 | 재실자 | 고정근무자 | 근무시간 | 종료시간
건물기초정보 | 운영정보 | 재실자 | 고정근무자 | 재실패턴 | 상시재실
건물기초정보 | 운영정보 | 재실자 | 고정근무자 | 재실패턴 | 잦은외근
건물기초정보 | 운영정보 | 재실자 | 고정근무자 | 재실패턴 | 장기부재
건물기초정보 | 운영정보 | 재실자 | 고정근무자 | 재실패턴 | 기타
건물기초정보 | 운영정보 | 재실자 | 외부출입자 | 인원수(인/Day)
건물기초정보 | 운영정보 | 보유자료 | 건축물대장 | 보유유무 |  |  |  | 종류>>보유유무, 구성순서 변경
건물기초정보 | 운영정보 | 보유자료 | 건축물대장 | 보유형태 | 전자문서 |  |  | 전자도면>전자문서, 청사진>종이문서로 변환하여 항목공통화
건물기초정보 | 운영정보 | 보유자료 | 건축물대장 | 보유형태 | 종이문서
건물기초정보 | 운영정보 | 보유자료 | 건축물대장 | 보유형태 | 기타
건물기초정보 | 운영정보 | 보유자료 | 건축물대장 | 첨부파일
건물기초정보 | 운영정보 | 보유자료 | 건축도서 | 보유유무
건물기초정보 | 운영정보 | 보유자료 | 건축도서 | 보유형태 | 전자문서
건물기초정보 | 운영정보 | 보유자료 | 건축도서 | 보유형태 | 종이문서
건물기초정보 | 운영정보 | 보유자료 | 건축도서 | 보유형태 | 기타
건물기초정보 | 운영정보 | 보유자료 | 건축도서 | 첨부파일
건물기초정보 | 운영정보 | 보유자료 | 기계도서 | 보유유무
건물기초정보 | 운영정보 | 보유자료 | 기계도서 | 보유형태 | 전자문서
건물기초정보 | 운영정보 | 보유자료 | 기계도서 | 보유형태 | 종이문서
건물기초정보 | 운영정보 | 보유자료 | 기계도서 | 보유형태 | 기타
건물기초정보 | 운영정보 | 보유자료 | 기계도서 | 첨부파일
건물기초정보 | 운영정보 | 보유자료 | 전기도서 | 보유유무
건물기초정보 | 운영정보 | 보유자료 | 전기도서 | 보유형태 | 전자문서
건물기초정보 | 운영정보 | 보유자료 | 전기도서 | 보유형태 | 종이문서
건물기초정보 | 운영정보 | 보유자료 | 전기도서 | 보유형태 | 기타
건물기초정보 | 운영정보 | 보유자료 | 전기도서 | 첨부파일
건물기초정보 | 운영정보 | 보유자료 | 구조보고서 | 보유유무
건물기초정보 | 운영정보 | 보유자료 | 구조보고서 | 보유형태 | 전자문서
건물기초정보 | 운영정보 | 보유자료 | 구조보고서 | 보유형태 | 종이문서
건물기초정보 | 운영정보 | 보유자료 | 구조보고서 | 보유형태 | 기타
건물기초정보 | 운영정보 | 보유자료 | 구조보고서 | 첨부파일
건물기초정보 | 운영정보 | 보유자료 | 석면보고서 | 보유유무
건물기초정보 | 운영정보 | 보유자료 | 석면보고서 | 보유형태 | 전자문서
건물기초정보 | 운영정보 | 보유자료 | 석면보고서 | 보유형태 | 종이문서
건물기초정보 | 운영정보 | 보유자료 | 석면보고서 | 보유형태 | 기타
건물기초정보 | 운영정보 | 보유자료 | 석면보고서 | 첨부파일
건물기초정보 | 운영정보 | 보유자료 | 기타 | 보유유무
건물기초정보 | 운영정보 | 보유자료 | 기타 | 보유형태 | 전자문서
건물기초정보 | 운영정보 | 보유자료 | 기타 | 보유형태 | 종이문서
건물기초정보 | 운영정보 | 보유자료 | 기타 | 보유형태 | 기타
건물기초정보 | 운영정보 | 보유자료 | 기타 | 첨부파일
건물기초정보 | 운영정보 | 에너지진단데이터 | 실시여부
건물기초정보 | 운영정보 | 에너지진단데이터 | 에너지진단보고서 | 보유유무
건물기초정보 | 운영정보 | 에너지진단데이터 | 에너지진단보고서 | 보유형태 | 전자문서
건물기초정보 | 운영정보 | 에너지진단데이터 | 에너지진단보고서 | 보유형태 | 종이문서
건물기초정보 | 운영정보 | 에너지진단데이터 | 에너지진단보고서 | 보유형태 | 기타
건물기초정보 | 운영정보 | 에너지진단데이터 | 에너지진단보고서 | 첨부파일
건물기초정보 | 운영정보 | 에너지원 | 종류 | 전기
건물기초정보 | 운영정보 | 에너지원 | 종류 | 가스
건물기초정보 | 운영정보 | 에너지원 | 종류 | 유류
건물기초정보 | 운영정보 | 에너지원 | 종류 | 기타
건물기초정보 | 운영정보 | 에너지원 | 에너지사용량(3개년) | 제공가능여부
건물기초정보 | 운영정보 | 에너지원 | 에너지사용량(3개년) | 첨부파일
건물기초정보 | 운영정보 | 온라인시스템정보 | 한국전력 | 고객번호
건물기초정보 | 운영정보 | 온라인시스템정보 | 한국전력 | 비밀번호
건물기초정보 | 운영정보 | 온라인시스템정보 | 공공건축물관리시스템 | 인지여부
건물기초정보 | 운영정보 | 온라인시스템정보 | 공공건축물관리시스템 | ID/PW인지여부
건물기초정보 | 운영정보 | 기타사항 | 실별온도조절가능여부
건물성능정보 | 건축 | 외피개요 | 준공기준 주요부위 열관류율(W/㎡K) | 지역구분
건물성능정보 | 건축 | 외피개요 | 준공기준 주요부위 열관류율(W/㎡K) | 외벽
건물성능정보 | 건축 | 외피개요 | 준공기준 주요부위 열관류율(W/㎡K) | 최상층지붕
건물성능정보 | 건축 | 외피개요 | 준공기준 주요부위 열관류율(W/㎡K) | 최하층바닥
건물성능정보 | 건축 | 외피개요 | 준공기준 주요부위 열관류율(W/㎡K) | 창호
건물성능정보 | 건축 | 외피개요 | 단열시공방법 | 내단열
건물성능정보 | 건축 | 외피개요 | 단열시공방법 | 외단열
건물성능정보 | 건축 | 외피개요 | 단열시공방법 | 중단열
건물성능정보 | 건축 | 외피개요 | 단열시공방법 | 기타
1단계: 건물성능정보; 2단계: 건축; 3단계: 외벽; 4단계: 부위번호 | 부위번호를 추가하여 형별 구분
건물성능정보 | 건축 | 외벽 | 마감 | 종류
건물성능정보 | 건축 | 외벽 | 마감 | 근거자료 | 도면
건물성능정보 | 건축 | 외벽 | 마감 | 근거자료 | 육안
건물성능정보 | 건축 | 외벽 | 마감 | 근거자료 | 미확인 |  |  |  | 부위번호 추가하고 구성 재정리
건물성능정보 | 건축 | 외벽 | 단열성능 | 종류
건물성능정보 | 건축 | 외벽 | 단열성능 | 근거자료 | 도면
건물성능정보 | 건축 | 외벽 | 단열성능 | 근거자료 | 육안
건물성능정보 | 건축 | 외벽 | 단열성능 | 근거자료 | 미확인
건물성능정보 | 건축 | 외벽 | 단열성능 | 열관류율(W/㎡K)
건물성능정보 | 건축 | 지붕 | 부위번호
건물성능정보 | 건축 | 지붕 | 마감 | 종류
건물성능정보 | 건축 | 지붕 | 마감 | 근거자료 | 도면
건물성능정보 | 건축 | 지붕 | 마감 | 근거자료 | 육안
건물성능정보 | 건축 | 지붕 | 마감 | 근거자료 | 미확인
건물성능정보 | 건축 | 지붕 | 단열성능 | 종류
건물성능정보 | 건축 | 지붕 | 단열성능 | 근거자료 | 도면
건물성능정보 | 건축 | 지붕 | 단열성능 | 근거자료 | 육안
건물성능정보 | 건축 | 지붕 | 단열성능 | 근거자료 | 미확인
건물성능정보 | 건축 | 지붕 | 단열성능 | 열관류율(W/㎡K)
건물성능정보 | 건축 | 최하층바닥 | 부위번호
건물성능정보 | 건축 | 최하층바닥 | 단열재위치 | 지하층
건물성능정보 | 건축 | 최하층바닥 | 단열재위치 | 필로티
건물성능정보 | 건축 | 최하층바닥 | 바닥난방범위
건물성능정보 | 건축 | 최하층바닥 | 난방방식 | 가스
건물성능정보 | 건축 | 최하층바닥 | 난방방식 | 유류
건물성능정보 | 건축 | 최하층바닥 | 난방방식 | 전기
건물성능정보 | 건축 | 최하층바닥 | 난방방식 | 온수순환방식
건물성능정보 | 건축 | 최하층바닥 | 난방방식 | 전기식
건물성능정보 | 건축 | 최하층바닥 | 난방방식 | 열관류율(W/㎡K) |  |  |  |  | 생성
건물성능정보 | 건축 | 창호 | 부위번호
건물성능정보 | 건축 | 창호 | 위치 | 층
건물성능정보 | 건축 | 창호 | 위치 | 실
건물성능정보 | 건축 | 창호 | 형태 | 단창
건물성능정보 | 건축 | 창호 | 형태 | 복층창
건물성능정보 | 건축 | 창호 | 형태 | 기타
건물성능정보 | 건축 | 창호 | 단열성능 | SHGC
건물성능정보 | 건축 | 창호 | 단열성능 | 유리/창틀구성
건물성능정보 | 건축 | 창호 | 단열성능 | Low-e여부
건물성능정보 | 건축 | 창호 | 단열성능 | 열관류율(W/㎡K) |  |  |  |  | 생성
건물성능정보 | 건축 | 출입문/발코니 | 부위번호
건물성능정보 | 건축 | 출입문/발코니 | 부위 | 층
건물성능정보 | 건축 | 출입문/발코니 | 부위 | 실
건물성능정보 | 건축 | 출입문/발코니 | 종류 | 자동문
건물성능정보 | 건축 | 출입문/발코니 | 종류 | 미서기
건물성능정보 | 건축 | 출입문/발코니 | 종류 | 기타
건물성능정보 | 건축 | 출입문/발코니 | 방풍구조유무
건물성능정보 | 건축 | 출입문/발코니 | 프레임재질 | 금속
건물성능정보 | 건축 | 출입문/발코니 | 프레임재질 | 플라스틱
건물성능정보 | 건축 | 출입문/발코니 | 프레임재질 | 목재
건물성능정보 | 건축 | 출입문/발코니 | 프레임재질 | 기타
건물성능정보 | 건축 | 출입문/발코니 | 단열성능 | SHGC |  |  |  |  | 단열성능 창과 동일하게 구성
건물성능정보 | 건축 | 출입문/발코니 | 단열성능 | 유리/창틀구성
건물성능정보 | 건축 | 출입문/발코니 | 단열성능 | Low-e여부
건물성능정보 | 건축 | 출입문/발코니 | 단열성능 | 열관류율(W/㎡K)
건물성능정보 | 기계 | 난방기기 | 열원기기 | 보일러 | 기기번호 |  |  |  | 열원기기 기기들은 국내에서 주로 사용되는 기기 위주로 구성
건물성능정보 | 기계 | 난방기기 | 열원기기 | 보일러 | 사용구역 | 층
건물성능정보 | 기계 | 난방기기 | 열원기기 | 보일러 | 사용구역 | 전체
건물성능정보 | 기계 | 난방기기 | 열원기기 | 보일러 | 사용구역 | 부분
건물성능정보 | 기계 | 난방기기 | 열원기기 | 보일러 | 사용연료 | 난방유
건물성능정보 | 기계 | 난방기기 | 열원기기 | 보일러 | 사용연료 | 지역난방
건물성능정보 | 기계 | 난방기기 | 열원기기 | 보일러 | 사용연료 | 전기
건물성능정보 | 기계 | 난방기기 | 열원기기 | 보일러 | 사용연료 | LNG
건물성능정보 | 기계 | 난방기기 | 열원기기 | 보일러 | 사용연료 | LPG
건물성능정보 | 기계 | 난방기기 | 열원기기 | 보일러 | 사용연료 | 기타
건물성능정보 | 기계 | 난방기기 | 열원기기 | 보일러 | 가동구분 | 난방
건물성능정보 | 기계 | 난방기기 | 열원기기 | 보일러 | 가동구분 | 난방+급탕
건물성능정보 | 기계 | 난방기기 | 열원기기 | 보일러 | 종류 | 일반
건물성능정보 | 기계 | 난방기기 | 열원기기 | 보일러 | 종류 | 콘덴싱
건물성능정보 | 기계 | 난방기기 | 열원기기 | 보일러 | 사양 | 열원용량(kW)
건물성능정보 | 기계 | 난방기기 | 열원기기 | 보일러 | 사양 | 열원소비전력(kW)
건물성능정보 | 기계 | 난방기기 | 열원기기 | 보일러 | 사양 | 가스소비량(N㎥/hr)
건물성능정보 | 기계 | 난방기기 | 열원기기 | 보일러 | 사양 | 난방순환펌프용량(kW)
건물성능정보 | 기계 | 난방기기 | 열원기기 | 보일러 | 사양 | 난방공급온도(℃)
건물성능정보 | 기계 | 난방기기 | 열원기기 | 보일러 | 사양 | 난방환수온도(℃)
건물성능정보 | 기계 | 난방기기 | 열원기기 | 보일러 | 사양 | 축열용량(l)
건물성능정보 | 기계 | 난방기기 | 열원기기 | 보일러 | 사양 | 효율(%)
건물성능정보 | 기계 | 난방기기 | 열원기기 | 보일러 | 사양 | 펌프동력(kW)
건물성능정보 | 기계 | 난방기기 | 열원기기 | 보일러 | 설치년월
건물성능정보 | 기계 | 난방기기 | 열원기기 | 보일러 | 대수(대)
건물성능정보 | 기계 | 난방기기 | 열원기기 | 보일러 | 첨부사진 | 기기 |  |  |  | 건물내 현존 설비기기에 대한 전반적사진, 사양사진
건물성능정보 | 기계 | 난방기기 | 열원기기 | 보일러 | 첨부사진 | 사양
건물성능정보 | 기계 | 난방기기 | 열원기기 | 히트펌프 | 기기번호
건물성능정보 | 기계 | 난방기기 | 열원기기 | 히트펌프 | 사용구역 | 층
건물성능정보 | 기계 | 난방기기 | 열원기기 | 히트펌프 | 사용구역 | 실
건물성능정보 | 기계 | 난방기기 | 열원기기 | 히트펌프 | 종류 | EHP
건물성능정보 | 기계 | 난방기기 | 열원기기 | 히트펌프 | 종류 | GHP
건물성능정보 | 기계 | 난방기기 | 열원기기 | 히트펌프 | 종류 | 기타
건물성능정보 | 기계 | 난방기기 | 열원기기 | 히트펌프 | 사용연료 | 전기
건물성능정보 | 기계 | 난방기기 | 열원기기 | 히트펌프 | 사용연료 | LNG
건물성능정보 | 기계 | 난방기기 | 열원기기 | 히트펌프 | 사용연료 | LPG
건물성능정보 | 기계 | 난방기기 | 열원기기 | 히트펌프 | 사용연료 | 기타
건물성능정보 | 기계 | 난방기기 | 열원기기 | 히트펌프 | 형식 | 멀티형
건물성능정보 | 기계 | 난방기기 | 열원기기 | 히트펌프 | 형식 | 싱글형
건물성능정보 | 기계 | 난방기기 | 열원기기 | 히트펌프 | 사양 | 용량(kW) | 난방
건물성능정보 | 기계 | 난방기기 | 열원기기 | 히트펌프 | 사양 | 용량(kW) | 냉방
건물성능정보 | 기계 | 난방기기 | 열원기기 | 히트펌프 | 사양 | COP | 난방
건물성능정보 | 기계 | 난방기기 | 열원기기 | 히트펌프 | 사양 | COP | 냉방
건물성능정보 | 기계 | 난방기기 | 열원기기 | 히트펌프 | 설치년월
건물성능정보 | 기계 | 난방기기 | 열원기기 | 히트펌프 | 대수(대)
건물성능정보 | 기계 | 난방기기 | 열원기기 | 히트펌프 | 첨부사진 | 기기
건물성능정보 | 기계 | 난방기기 | 열원기기 | 히트펌프 | 첨부사진 | 사양
건물성능정보 | 기계 | 난방기기 | 열원기기 | 냉온수기 | 기기번호
건물성능정보 | 기계 | 난방기기 | 열원기기 | 냉온수기 | 사용구역 | 층
건물성능정보 | 기계 | 난방기기 | 열원기기 | 냉온수기 | 사용구역 | 실
건물성능정보 | 기계 | 난방기기 | 열원기기 | 냉온수기 | 사용연료 | 석유
건물성능정보 | 기계 | 난방기기 | 열원기기 | 냉온수기 | 사용연료 | LPG
건물성능정보 | 기계 | 난방기기 | 열원기기 | 냉온수기 | 사용연료 | 천연가스
건물성능정보 | 기계 | 난방기기 | 열원기기 | 냉온수기 | 사용연료 | 전기
건물성능정보 | 기계 | 난방기기 | 열원기기 | 냉온수기 | 사양 | 열원용량(kW)
건물성능정보 | 기계 | 난방기기 | 열원기기 | 냉온수기 | 사양 | 열원소비전력(kW)
건물성능정보 | 기계 | 난방기기 | 열원기기 | 냉온수기 | 사양 | 냉동기종류 | 공냉식
건물성능정보 | 기계 | 난방기기 | 열원기기 | 냉온수기 | 사양 | 냉동기종류 | 수냉식
건물성능정보 | 기계 | 난방기기 | 열원기기 | 냉온수기 | 사양 | 냉수순환펌프용량(kW)
건물성능정보 | 기계 | 난방기기 | 열원기기 | 냉온수기 | 사양 | 냉각수펌프용량(kW)
건물성능정보 | 기계 | 난방기기 | 열원기기 | 냉온수기 | 사양 | 냉수공급온도(℃)
건물성능정보 | 기계 | 난방기기 | 열원기기 | 냉온수기 | 사양 | 냉수환수온도(℃)
건물성능정보 | 기계 | 난방기기 | 열원기기 | 냉온수기 | 사양 | 가스소비량(N㎥/hr)
건물성능정보 | 기계 | 난방기기 | 열원기기 | 냉온수기 | 냉각탑종류 | 증발식
건물성능정보 | 기계 | 난방기기 | 열원기기 | 냉온수기 | 냉각탑종류 | 건식
건물성능정보 | 기계 | 난방기기 | 열원기기 | 냉온수기 | 냉각탑종류 | 폐쇄식
건물성능정보 | 기계 | 난방기기 | 열원기기 | 냉온수기 | 설치년월
건물성능정보 | 기계 | 난방기기 | 열원기기 | 냉온수기 | 대수(대)
건물성능정보 | 기계 | 난방기기 | 열원기기 | 냉온수기 | 첨부사진 | 기기
건물성능정보 | 기계 | 난방기기 | 열원기기 | 냉온수기 | 첨부사진 | 사양
건물성능정보 | 기계 | 난방기기 | 열원기기 | 지역난방 | 기기번호
건물성능정보 | 기계 | 난방기기 | 열원기기 | 지역난방 | 사양 | 난방능력(kW)
건물성능정보 | 기계 | 난방기기 | 열원기기 | 지역난방 | 사양 | 축열용량(l) |  | 지역냉난방은 기기사진X
건물성능정보 | 기계 | 난방기기 | 열원기기 | 지역난방 | 사양 | 효율(%)
건물성능정보 | 기계 | 난방기기 | 열원기기 | 지역난방 | 사양 | 펌프동력(kW)
건물성능정보 | 기계 | 난방기기 | 열원기기 | 전기패널 | 기기번호
건물성능정보 | 기계 | 난방기기 | 열원기기 | 전기패널 | 사용구역
건물성능정보 | 기계 | 난방기기 | 열원기기 | 전기패널 | 사양 | 용량(kW)
건물성능정보 | 기계 | 난방기기 | 열원기기 | 전기패널 | 사양 | 면적(㎡)
건물성능정보 | 기계 | 난방기기 | 열원기기 | 전기패널 | 사양 | 효율(%)
건물성능정보 | 기계 | 난방기기 | 열원기기 | 전기패널 | 설치년월
건물성능정보 | 기계 | 난방기기 | 열원기기 | 전기패널 | 대수(대)
건물성능정보 | 기계 | 난방기기 | 열원기기 | 전기패널 | 첨부사진 | 기기
건물성능정보 | 기계 | 난방기기 | 열원기기 | 전기패널 | 첨부사진 | 사양
건물성능정보 | 기계 | 난방기기 | 열원기기 | 기타 | 기기번호
건물성능정보 | 기계 | 난방기기 | 열원기기 | 기타 | 기기명
건물성능정보 | 기계 | 난방기기 | 열원기기 | 기타 | 사용구역 | 층
건물성능정보 | 기계 | 난방기기 | 열원기기 | 기타 | 사용구역 | 실
건물성능정보 | 기계 | 난방기기 | 열원기기 | 기타 | 사용연료
건물성능정보 | 기계 | 난방기기 | 열원기기 | 기타 | 사양 | 용량(kW)
건물성능정보 | 기계 | 난방기기 | 열원기기 | 기타 | 사양 | 효율(%)
건물성능정보 | 기계 | 난방기기 | 열원기기 | 기타 | 사양 | COP
건물성능정보 | 기계 | 난방기기 | 열원기기 | 기타 | 사양 | 기타
건물성능정보 | 기계 | 난방기기 | 열원기기 | 기타 | 설치년월
건물성능정보 | 기계 | 난방기기 | 열원기기 | 기타 | 첨부사진 | 기기
건물성능정보 | 기계 | 난방기기 | 열원기기 | 기타 | 첨부사진 | 사양
건물성능정보 | 기계 | 난방기기 | 공급기기 | 기기번호
건물성능정보 | 기계 | 난방기기 | 공급기기 | 연결열원기기
건물성능정보 | 기계 | 난방기기 | 공급기기 | 종류 | EHP
건물성능정보 | 기계 | 난방기기 | 공급기기 | 종류 | FCU(천장)
건물성능정보 | 기계 | 난방기기 | 공급기기 | 종류 | FCU(바닥)
건물성능정보 | 기계 | 난방기기 | 공급기기 | 종류 | AHU(디퓨저)
건물성능정보 | 기계 | 난방기기 | 공급기기 | 종류 | 라디에이터
건물성능정보 | 기계 | 난방기기 | 공급기기 | 종류 | 기타
건물성능정보 | 기계 | 난방기기 | 공급기기 | 사양 | 용량(kW)
건물성능정보 | 기계 | 난방기기 | 공급기기 | 설치년월
건물성능정보 | 기계 | 난방기기 | 공급기기 | 대수(대)
건물성능정보 | 기계 | 난방기기 | 공급기기 | 사용구역 | 층
건물성능정보 | 기계 | 난방기기 | 공급기기 | 사용구역 | 전체
건물성능정보 | 기계 | 난방기기 | 공급기기 | 사용구역 | 부분
건물성능정보 | 기계 | 난방기기 | 공급기기 | 사용구역 | 기타
건물성능정보 | 기계 | 난방기기 | 공급기기 | 첨부사진 | 기기
건물성능정보 | 기계 | 난방기기 | 공급기기 | 첨부사진 | 사양
건물성능정보 | 기계 | 난방기기 | 바닥난방 | 기기번호
건물성능정보 | 기계 | 난방기기 | 바닥난방 | 사용구역 | 층
건물성능정보 | 기계 | 난방기기 | 바닥난방 | 사용구역 | 전체
건물성능정보 | 기계 | 난방기기 | 바닥난방 | 사용구역 | 부분
건물성능정보 | 기계 | 난방기기 | 바닥난방 | 사용구역 | 기타
건물성능정보 | 기계 | 난방기기 | 바닥난방 | 종류 | 온수식
건물성능정보 | 기계 | 난방기기 | 바닥난방 | 종류 | 전기식
건물성능정보 | 기계 | 난방기기 | 바닥난방 | 종류 | 기타
건물성능정보 | 기계 | 난방기기 | 바닥난방 | 사양 | 용량(kW)
건물성능정보 | 기계 | 난방기기 | 바닥난방 | 사양 | 면적(㎡)
건물성능정보 | 기계 | 난방기기 | 바닥난방 | 사양 | 효율(%)
건물성능정보 | 기계 | 난방기기 | 바닥난방 | 분배기 | 위치
건물성능정보 | 기계 | 난방기기 | 바닥난방 | 분배기 | 대수(대)
건물성능정보 | 기계 | 난방기기 | 바닥난방 | 설치년월
건물성능정보 | 기계 | 난방기기 | 바닥난방 | 대수(대)
건물성능정보 | 기계 | 난방기기 | 바닥난방 | 첨부사진 | 기기
건물성능정보 | 기계 | 난방기기 | 바닥난방 | 첨부사진 | 사양
건물성능정보 | 기계 | 냉방기기 | 열원기기 | 기기번호
건물성능정보 | 기계 | 냉방기기 | 열원기기 | 히트펌프 | 사용구역 | 층
건물성능정보 | 기계 | 냉방기기 | 열원기기 | 히트펌프 | 사용구역 | 실
건물성능정보 | 기계 | 냉방기기 | 열원기기 | 히트펌프 | 종류 | EHP
건물성능정보 | 기계 | 냉방기기 | 열원기기 | 히트펌프 | 종류 | GHP
건물성능정보 | 기계 | 냉방기기 | 열원기기 | 히트펌프 | 종류 | 기타
건물성능정보 | 기계 | 냉방기기 | 열원기기 | 히트펌프 | 사용연료 | 전기
건물성능정보 | 기계 | 냉방기기 | 열원기기 | 히트펌프 | 사용연료 | LNG
건물성능정보 | 기계 | 냉방기기 | 열원기기 | 히트펌프 | 사용연료 | LPG
건물성능정보 | 기계 | 냉방기기 | 열원기기 | 히트펌프 | 사용연료 | 기타
건물성능정보 | 기계 | 냉방기기 | 열원기기 | 히트펌프 | 형식 | 멀티형
건물성능정보 | 기계 | 냉방기기 | 열원기기 | 히트펌프 | 형식 | 싱글형
건물성능정보 | 기계 | 냉방기기 | 열원기기 | 히트펌프 | 사양 | 용량(kW) | 난방
건물성능정보 | 기계 | 냉방기기 | 열원기기 | 히트펌프 | 사양 | 용량(kW) | 냉방
건물성능정보 | 기계 | 냉방기기 | 열원기기 | 히트펌프 | 사양 | COP | 난방
건물성능정보 | 기계 | 냉방기기 | 열원기기 | 히트펌프 | 사양 | COP | 냉방
건물성능정보 | 기계 | 냉방기기 | 열원기기 | 히트펌프 | 설치년월
건물성능정보 | 기계 | 냉방기기 | 열원기기 | 히트펌프 | 대수(대)
건물성능정보 | 기계 | 냉방기기 | 열원기기 | 히트펌프 | 첨부사진 | 기기
건물성능정보 | 기계 | 냉방기기 | 열원기기 | 히트펌프 | 첨부사진 | 사양
건물성능정보 | 기계 | 냉방기기 | 열원기기 | 냉온수기/냉동기 | 기기번호
건물성능정보 | 기계 | 냉방기기 | 열원기기 | 냉온수기/냉동기 | 사용구역 | 층
건물성능정보 | 기계 | 냉방기기 | 열원기기 | 냉온수기/냉동기 | 사용구역 | 실
건물성능정보 | 기계 | 냉방기기 | 열원기기 | 냉온수기/냉동기 | 사용연료 | 석유
건물성능정보 | 기계 | 냉방기기 | 열원기기 | 냉온수기/냉동기 | 사용연료 | LPG
건물성능정보 | 기계 | 냉방기기 | 열원기기 | 냉온수기/냉동기 | 사용연료 | 천연가스
건물성능정보 | 기계 | 냉방기기 | 열원기기 | 냉온수기/냉동기 | 사용연료 | 전기
건물성능정보 | 기계 | 냉방기기 | 열원기기 | 냉온수기/냉동기 | 냉방방식 | 압축식
건물성능정보 | 기계 | 냉방기기 | 열원기기 | 냉온수기/냉동기 | 냉방방식 | 흡수식
건물성능정보 | 기계 | 냉방기기 | 열원기기 | 냉온수기/냉동기 | 사양 | 열원용량(kW)
건물성능정보 | 기계 | 냉방기기 | 열원기기 | 냉온수기/냉동기 | 사양 | 열원소비전력(kW)
건물성능정보 | 기계 | 냉방기기 | 열원기기 | 냉온수기/냉동기 | 사양 | 냉동기종류 | 공냉식
건물성능정보 | 기계 | 냉방기기 | 열원기기 | 냉온수기/냉동기 | 사양 | 냉동기종류 | 수냉식
건물성능정보 | 기계 | 냉방기기 | 열원기기 | 냉온수기/냉동기 | 사양 | 냉수순환펌프용량(kW)
건물성능정보 | 기계 | 냉방기기 | 열원기기 | 냉온수기/냉동기 | 사양 | 냉각수펌프용량(kW)
건물성능정보 | 기계 | 냉방기기 | 열원기기 | 냉온수기/냉동기 | 사양 | 냉수공급온도(℃)
건물성능정보 | 기계 | 냉방기기 | 열원기기 | 냉온수기/냉동기 | 사양 | 냉수환수온도(℃)
건물성능정보 | 기계 | 냉방기기 | 열원기기 | 냉온수기/냉동기 | 사양 | 가스소비량(N㎥/hr)
건물성능정보 | 기계 | 냉방기기 | 열원기기 | 냉온수기/냉동기 | 냉각탑종류 | 증발식
건물성능정보 | 기계 | 냉방기기 | 열원기기 | 냉온수기/냉동기 | 냉각탑종류 | 건식
건물성능정보 | 기계 | 냉방기기 | 열원기기 | 냉온수기/냉동기 | 냉각탑종류 | 폐쇄식
건물성능정보 | 기계 | 냉방기기 | 열원기기 | 냉온수기/냉동기 | 설치년월
건물성능정보 | 기계 | 냉방기기 | 열원기기 | 냉온수기/냉동기 | 대수(대)
건물성능정보 | 기계 | 냉방기기 | 열원기기 | 냉온수기/냉동기 | 첨부사진 | 기기
건물성능정보 | 기계 | 냉방기기 | 열원기기 | 냉온수기/냉동기 | 첨부사진 | 사양
건물성능정보 | 기계 | 냉방기기 | 열원기기 | 지역냉방 | 기기번호
건물성능정보 | 기계 | 냉방기기 | 열원기기 | 지역냉방 | 사양 | 냉방능력(kW)
건물성능정보 | 기계 | 냉방기기 | 열원기기 | 지역냉방 | 사양 | 축열용량(l)
건물성능정보 | 기계 | 냉방기기 | 열원기기 | 지역냉방 | 사양 | 효율(%)
건물성능정보 | 기계 | 냉방기기 | 열원기기 | 지역냉방 | 사양 | 펌프동력(kW)
건물성능정보 | 기계 | 냉방기기 | 열원기기 | 기타 | 기기번호
건물성능정보 | 기계 | 냉방기기 | 열원기기 | 기타 | 기기명
건물성능정보 | 기계 | 냉방기기 | 열원기기 | 기타 | 사용구역 | 층
건물성능정보 | 기계 | 냉방기기 | 열원기기 | 기타 | 사용구역 | 실
건물성능정보 | 기계 | 냉방기기 | 열원기기 | 기타 | 사용연료
건물성능정보 | 기계 | 냉방기기 | 열원기기 | 기타 | 사양 | 용량(kW)
건물성능정보 | 기계 | 냉방기기 | 열원기기 | 기타 | 사양 | 효율(%)
건물성능정보 | 기계 | 냉방기기 | 열원기기 | 기타 | 사양 | COP
건물성능정보 | 기계 | 냉방기기 | 열원기기 | 기타 | 사양 | 기타
건물성능정보 | 기계 | 냉방기기 | 열원기기 | 기타 | 설치년월
건물성능정보 | 기계 | 냉방기기 | 열원기기 | 기타 | 첨부사진 | 기기
건물성능정보 | 기계 | 냉방기기 | 열원기기 | 기타 | 첨부사진 | 사양
건물성능정보 | 기계 | 냉방기기 | 공급기기 | 기기번호
건물성능정보 | 기계 | 냉방기기 | 공급기기 | 연결열원기기
건물성능정보 | 기계 | 냉방기기 | 공급기기 | 종류 | EHP
건물성능정보 | 기계 | 냉방기기 | 공급기기 | 종류 | FCU(천장)
건물성능정보 | 기계 | 냉방기기 | 공급기기 | 종류 | FCU(바닥)
건물성능정보 | 기계 | 냉방기기 | 공급기기 | 종류 | AHU(디퓨저)
건물성능정보 | 기계 | 냉방기기 | 공급기기 | 종류 | 라디에이터
건물성능정보 | 기계 | 냉방기기 | 공급기기 | 종류 | 기타
건물성능정보 | 기계 | 냉방기기 | 공급기기 | 사양 | 용량(kW)
건물성능정보 | 기계 | 냉방기기 | 공급기기 | 설치년월
건물성능정보 | 기계 | 냉방기기 | 공급기기 | 대수(대)
건물성능정보 | 기계 | 냉방기기 | 공급기기 | 사용구역 | 층
건물성능정보 | 기계 | 냉방기기 | 공급기기 | 사용구역 | 전체
건물성능정보 | 기계 | 냉방기기 | 공급기기 | 사용구역 | 부분
건물성능정보 | 기계 | 냉방기기 | 공급기기 | 사용구역 | 기타
건물성능정보 | 기계 | 냉방기기 | 공급기기 | 첨부사진 | 기기
건물성능정보 | 기계 | 냉방기기 | 공급기기 | 첨부사진 | 사양
건물성능정보 | 기계 | 급탕기기 | 열원기기 | 보일러 | 기기번호
건물성능정보 | 기계 | 급탕기기 | 열원기기 | 보일러 | 사용구역 | 층
건물성능정보 | 기계 | 급탕기기 | 열원기기 | 보일러 | 사용구역 | 전체
건물성능정보 | 기계 | 급탕기기 | 열원기기 | 보일러 | 사용구역 | 부분
건물성능정보 | 기계 | 급탕기기 | 열원기기 | 보일러 | 사용연료 | 난방유
건물성능정보 | 기계 | 급탕기기 | 열원기기 | 보일러 | 사용연료 | 지역난방
건물성능정보 | 기계 | 급탕기기 | 열원기기 | 보일러 | 사용연료 | 전기
건물성능정보 | 기계 | 급탕기기 | 열원기기 | 보일러 | 사용연료 | LNG
건물성능정보 | 기계 | 급탕기기 | 열원기기 | 보일러 | 사용연료 | LPG
건물성능정보 | 기계 | 급탕기기 | 열원기기 | 보일러 | 사용연료 | 기타
건물성능정보 | 기계 | 급탕기기 | 열원기기 | 보일러 | 가동구분 | 급탕
건물성능정보 | 기계 | 급탕기기 | 열원기기 | 보일러 | 가동구분 | 난방+급탕
건물성능정보 | 기계 | 급탕기기 | 열원기기 | 보일러 | 종류 | 일반
건물성능정보 | 기계 | 급탕기기 | 열원기기 | 보일러 | 종류 | 콘덴싱
건물성능정보 | 기계 | 급탕기기 | 열원기기 | 보일러 | 사양 | 열원용량(kW)
건물성능정보 | 기계 | 급탕기기 | 열원기기 | 보일러 | 사양 | 열원소비전력(kW)
건물성능정보 | 기계 | 급탕기기 | 열원기기 | 보일러 | 사양 | 가스소비량(N㎥/hr)
건물성능정보 | 기계 | 급탕기기 | 열원기기 | 보일러 | 사양 | 난방순환펌프용량(kW)
건물성능정보 | 기계 | 급탕기기 | 열원기기 | 보일러 | 사양 | 난방공급온도(℃)
건물성능정보 | 기계 | 급탕기기 | 열원기기 | 보일러 | 사양 | 난방환수온도(℃)
건물성능정보 | 기계 | 급탕기기 | 열원기기 | 보일러 | 사양 | 축열용량(l)
건물성능정보 | 기계 | 급탕기기 | 열원기기 | 보일러 | 사양 | 효율(%)
건물성능정보 | 기계 | 급탕기기 | 열원기기 | 보일러 | 사양 | 펌프동력(kW)
건물성능정보 | 기계 | 급탕기기 | 열원기기 | 보일러 | 설치년월
건물성능정보 | 기계 | 급탕기기 | 열원기기 | 보일러 | 대수(대)
건물성능정보 | 기계 | 급탕기기 | 열원기기 | 보일러 | 첨부사진 | 기기
건물성능정보 | 기계 | 급탕기기 | 열원기기 | 보일러 | 첨부사진 | 사양
건물성능정보 | 기계 | 급탕기기 | 열원기기 | 기타 | 기기번호
건물성능정보 | 기계 | 급탕기기 | 열원기기 | 기타 | 기기명
건물성능정보 | 기계 | 급탕기기 | 열원기기 | 기타 | 사용구역 | 층
건물성능정보 | 기계 | 급탕기기 | 열원기기 | 기타 | 사용구역 | 실
건물성능정보 | 기계 | 급탕기기 | 열원기기 | 기타 | 사용연료
건물성능정보 | 기계 | 급탕기기 | 열원기기 | 기타 | 사양 | 용량(kW)
건물성능정보 | 기계 | 급탕기기 | 열원기기 | 기타 | 사양 | 효율(%)
건물성능정보 | 기계 | 급탕기기 | 열원기기 | 기타 | 사양 | COP
건물성능정보 | 기계 | 급탕기기 | 열원기기 | 기타 | 사양 | 기타
건물성능정보 | 기계 | 급탕기기 | 열원기기 | 기타 | 설치년월
건물성능정보 | 기계 | 급탕기기 | 열원기기 | 기타 | 첨부사진 | 기기
건물성능정보 | 기계 | 급탕기기 | 열원기기 | 기타 | 첨부사진 | 사양
건물성능정보 | 기계 | 급탕기기 | 공급기기 | 전기온수기 | 기기번호
건물성능정보 | 기계 | 급탕기기 | 공급기기 | 전기온수기 | 사양 | 용량(kW)
건물성능정보 | 기계 | 급탕기기 | 공급기기 | 전기온수기 | 사양 | 축열용량(l)
건물성능정보 | 기계 | 급탕기기 | 공급기기 | 전기온수기 | 사양 | 효율(%)
건물성능정보 | 기계 | 급탕기기 | 공급기기 | 전기온수기 | 설치년월
건물성능정보 | 기계 | 급탕기기 | 공급기기 | 전기온수기 | 대수(대)
건물성능정보 | 기계 | 급탕기기 | 공급기기 | 전기온수기 | 첨부사진 | 기기
건물성능정보 | 기계 | 급탕기기 | 공급기기 | 전기온수기 | 첨부사진 | 사양
건물성능정보 | 기계 | 급탕기기 | 공급기기 | 기타 | 기기번호
건물성능정보 | 기계 | 급탕기기 | 공급기기 | 기타 | 기기명
건물성능정보 | 기계 | 급탕기기 | 공급기기 | 기타 | 사용연료
건물성능정보 | 기계 | 급탕기기 | 공급기기 | 기타 | 사양 | 용량(kW)
건물성능정보 | 기계 | 급탕기기 | 공급기기 | 기타 | 사양 | 축열용량(l)
건물성능정보 | 기계 | 급탕기기 | 공급기기 | 기타 | 사양 | 효율(%)
건물성능정보 | 기계 | 급탕기기 | 공급기기 | 기타 | 사양 | 기타
건물성능정보 | 기계 | 급탕기기 | 공급기기 | 기타 | 설치년월
건물성능정보 | 기계 | 급탕기기 | 공급기기 | 기타 | 대수(대)
건물성능정보 | 기계 | 급탕기기 | 공급기기 | 기타 | 첨부사진 | 기기
건물성능정보 | 기계 | 급탕기기 | 공급기기 | 기타 | 첨부사진 | 사양
건물성능정보 | 기계 | 환기기기 | 전열교환기 | 기기번호
건물성능정보 | 기계 | 환기기기 | 전열교환기 | 설치여부 |  |  |  | 전열교환기항목 새로 생성
건물성능정보 | 기계 | 환기기기 | 전열교환기 | 설치위치
건물성능정보 | 기계 | 환기기기 | 전열교환기 | 시스템유형 | 정풍량
건물성능정보 | 기계 | 환기기기 | 전열교환기 | 시스템유형 | 변풍량
건물성능정보 | 기계 | 환기기기 | 전열교환기 | 시스템유형 | 환기용
건물성능정보 | 기계 | 환기기기 | 전열교환기 | 가습유형 | 가습불가
건물성능정보 | 기계 | 환기기기 | 전열교환기 | 가습유형 | 가습가능
건물성능정보 | 기계 | 환기기기 | 전열교환기 | 가습유형 | 증기가습
건물성능정보 | 기계 | 환기기기 | 전열교환기 | 가습유형 | 분무가습
건물성능정보 | 기계 | 환기기기 | 전열교환기 | 리턴공기 | 가능
건물성능정보 | 기계 | 환기기기 | 전열교환기 | 리턴공기 | 불가능
건물성능정보 | 기계 | 환기기기 | 전열교환기 | 외기냉방 | 가능
건물성능정보 | 기계 | 환기기기 | 전열교환기 | 외기냉방 | 불가능
건물성능정보 | 기계 | 환기기기 | 전열교환기 | 열교환유형 | 전열
건물성능정보 | 기계 | 환기기기 | 전열교환기 | 열교환유형 | 현열
건물성능정보 | 기계 | 환기기기 | 전열교환기 | 사양 | 열회수율(%) | 난방
건물성능정보 | 기계 | 환기기기 | 전열교환기 | 사양 | 열회수율(%) | 냉방
건물성능정보 | 기계 | 환기기기 | 전열교환기 | 사양 | 급기풍량(CMH)
건물성능정보 | 기계 | 환기기기 | 전열교환기 | 사양 | 배기풍량(CMH)
건물성능정보 | 기계 | 환기기기 | 전열교환기 | 사양 | 급기정압(Pa)
건물성능정보 | 기계 | 환기기기 | 전열교환기 | 사양 | 배기정압(Pa)
건물성능정보 | 기계 | 환기기기 | 전열교환기 | 사양 | 급기동력(kW)
건물성능정보 | 기계 | 환기기기 | 전열교환기 | 사양 | 배기동력(kW)
건물성능정보 | 기계 | 환기기기 | 전열교환기 | 설치년월
건물성능정보 | 기계 | 환기기기 | 전열교환기 | 대수(대)
건물성능정보 | 기계 | 환기기기 | 전열교환기 | 첨부사진 | 기기
건물성능정보 | 기계 | 환기기기 | 전열교환기 | 첨부사진 | 사양
건물성능정보 | 기계 | 환기기기 | 공조기/배기팬 | 기기번호
건물성능정보 | 기계 | 환기기기 | 공조기/배기팬 | 시스템유형 | 정풍량
건물성능정보 | 기계 | 환기기기 | 공조기/배기팬 | 시스템유형 | 변풍량
건물성능정보 | 기계 | 환기기기 | 공조기/배기팬 | 시스템유형 | 환기용
건물성능정보 | 기계 | 환기기기 | 공조기/배기팬 | 가습유형 | 가습불가
건물성능정보 | 기계 | 환기기기 | 공조기/배기팬 | 가습유형 | 가습가능
건물성능정보 | 기계 | 환기기기 | 공조기/배기팬 | 가습유형 | 증기가습
건물성능정보 | 기계 | 환기기기 | 공조기/배기팬 | 가습유형 | 분무가습
건물성능정보 | 기계 | 환기기기 | 공조기/배기팬 | 리턴공기 | 가능
건물성능정보 | 기계 | 환기기기 | 공조기/배기팬 | 리턴공기 | 불가능
건물성능정보 | 기계 | 환기기기 | 공조기/배기팬 | 외기냉방 | 가능
건물성능정보 | 기계 | 환기기기 | 공조기/배기팬 | 외기냉방 | 불가능
건물성능정보 | 기계 | 환기기기 | 공조기/배기팬 | 열교환유형 | 전열
건물성능정보 | 기계 | 환기기기 | 공조기/배기팬 | 열교환유형 | 현열
건물성능정보 | 기계 | 환기기기 | 공조기/배기팬 | 사양 | 열회수율(%) | 난방
건물성능정보 | 기계 | 환기기기 | 공조기/배기팬 | 사양 | 열회수율(%) | 냉방
건물성능정보 | 기계 | 환기기기 | 공조기/배기팬 | 사양 | 급기풍량(CMH)
건물성능정보 | 기계 | 환기기기 | 공조기/배기팬 | 사양 | 배기풍량(CMH)
건물성능정보 | 기계 | 환기기기 | 공조기/배기팬 | 사양 | 급기정압(Pa)
건물성능정보 | 기계 | 환기기기 | 공조기/배기팬 | 사양 | 배기정압(Pa)
건물성능정보 | 기계 | 환기기기 | 공조기/배기팬 | 사양 | 급기동력(kW)
건물성능정보 | 기계 | 환기기기 | 공조기/배기팬 | 사양 | 배기동력(kW)
건물성능정보 | 기계 | 환기기기 | 공조기/배기팬 | 설치년월
건물성능정보 | 기계 | 환기기기 | 공조기/배기팬 | 대수(대)
건물성능정보 | 기계 | 환기기기 | 공조기/배기팬 | 첨부사진 | 기기
건물성능정보 | 기계 | 환기기기 | 공조기/배기팬 | 첨부사진 | 사양
건물성능정보 | 전기 | 조명기기 | 조명개요 | 조명용량(W) | 형광등
건물성능정보 | 전기 | 조명기기 | 조명개요 | 조명용량(W) | LED
건물성능정보 | 전기 | 조명기기 | 조명개요 | 조명용량(W) | 기타
건물성능정보 | 전기 | 조명기기 | 기기번호
건물성능정보 | 전기 | 조명기기 | 위치
건물성능정보 | 전기 | 조명기기 | 유형 | 형광등
건물성능정보 | 전기 | 조명기기 | 유형 | LED
건물성능정보 | 전기 | 조명기기 | 유형 | 기타
건물성능정보 | 전기 | 조명기기 | 용량(W)
건물성능정보 | 전기 | 조명기기 | 개수(EA)
건물성능정보 | 전기 | 조명기기 | 조명제어형태 | 수동 국부제어
건물성능정보 | 전기 | 조명기기 | 조명제어형태 | 재실자센서
건물성능정보 | 전기 | 조명기기 | 조명제어형태 | 포토센서
건물성능정보 | 전기 | 조명기기 | 조명제어형태 | 디밍제어
건물성능정보 | 전기 | 조명기기 | 조명제어형태 | 중앙제어
건물성능정보 | 전기 | 조명기기 | 첨부사진 | 기기
건물성능정보 | 신재생에너지 | 태양광 | 기기번호
건물성능정보 | 신재생에너지 | 태양광 | 기존설치여부
건물성능정보 | 신재생에너지 | 태양광 | 종류 | PV
건물성능정보 | 신재생에너지 | 태양광 | 종류 | BIPV
건물성능정보 | 신재생에너지 | 태양광 | 용량(kW)
건물성능정보 | 신재생에너지 | 태양광 | 면적(㎡)
건물성능정보 | 신재생에너지 | 태양광 | 기울기 | 수평
건물성능정보 | 신재생에너지 | 태양광 | 기울기 | 수직
건물성능정보 | 신재생에너지 | 태양광 | 기울기 | 45°
건물성능정보 | 신재생에너지 | 태양광 | 방위 | 서
건물성능정보 | 신재생에너지 | 태양광 | 방위 | 남
건물성능정보 | 신재생에너지 | 태양광 | 방위 | 동
건물성능정보 | 신재생에너지 | 태양광 | 방위 | 남서
건물성능정보 | 신재생에너지 | 태양광 | 방위 | 남동
건물성능정보 | 신재생에너지 | 태양광 | 사양 | 종류 | 단결정
건물성능정보 | 신재생에너지 | 태양광 | 사양 | 종류 | 다결정
건물성능정보 | 신재생에너지 | 태양광 | 사양 | 효율(%)
건물성능정보 | 신재생에너지 | 태양광 | 사양 | 타입 | 밀착형
건물성능정보 | 신재생에너지 | 태양광 | 사양 | 타입 | 후면통풍형
건물성능정보 | 신재생에너지 | 태양광 | 사양 | 타입 | 기계환기형
건물성능정보 | 신재생에너지 | 태양광 | 설치년월
건물성능정보 | 신재생에너지 | 태양광 | 첨부사진 | 기기
건물성능정보 | 신재생에너지 | 태양광 | 첨부사진 | 사양
건물성능정보 | 신재생에너지 | 태양열 | 기기번호
건물성능정보 | 신재생에너지 | 태양열 | 가동구분 | 급탕
건물성능정보 | 신재생에너지 | 태양열 | 가동구분 | 난방+급탕
건물성능정보 | 신재생에너지 | 태양열 | 집열기유형 | 평판평
건물성능정보 | 신재생에너지 | 태양열 | 집열기유형 | 진공관형
건물성능정보 | 신재생에너지 | 태양열 | 면적(㎡)
건물성능정보 | 신재생에너지 | 태양열 | 방위 | 서
건물성능정보 | 신재생에너지 | 태양열 | 방위 | 남
건물성능정보 | 신재생에너지 | 태양열 | 방위 | 동
건물성능정보 | 신재생에너지 | 태양열 | 방위 | 남서
건물성능정보 | 신재생에너지 | 태양열 | 방위 | 남동
건물성능정보 | 신재생에너지 | 태양열 | 사양 | 집열효율(%)
건물성능정보 | 신재생에너지 | 태양열 | 사양 | 솔라펌프동력(W)
건물성능정보 | 신재생에너지 | 태양열 | 사양 | 탱크체적(l) | 급탕
건물성능정보 | 신재생에너지 | 태양열 | 사양 | 탱크체적(l) | 난방
건물성능정보 | 신재생에너지 | 태양열 | 축열탱크설치장소 | 난방공간
건물성능정보 | 신재생에너지 | 태양열 | 축열탱크설치장소 | 비난방공간
건물성능정보 | 신재생에너지 | 태양열 | 축열탱크설치장소 | 외부공간
건물성능정보 | 신재생에너지 | 태양열 | 설치년월
건물성능정보 | 신재생에너지 | 태양열 | 첨부사진 | 기기
건물성능정보 | 신재생에너지 | 태양열 | 첨부사진 | 사양
건물성능정보 | 신재생에너지 | 지열 | 기기번호
건물성능정보 | 신재생에너지 | 지열 | 냉난방구분 | 난방
건물성능정보 | 신재생에너지 | 지열 | 냉난방구분 | 급탕
건물성능정보 | 신재생에너지 | 지열 | 냉난방구분 | 난방+급탕
건물성능정보 | 신재생에너지 | 지열 | 냉난방구분 | 냉방
건물성능정보 | 신재생에너지 | 지열 | 냉난방구분 | 난방+냉방
건물성능정보 | 신재생에너지 | 지열 | 사용연료 | 난방유
건물성능정보 | 신재생에너지 | 지열 | 사용연료 | 전기
건물성능정보 | 신재생에너지 | 지열 | 사용연료 | 천연가스
건물성능정보 | 신재생에너지 | 지열 | 사용연료 | 액화가스
건물성능정보 | 신재생에너지 | 지열 | 사양 | 열원용량(kW) | 난방
건물성능정보 | 신재생에너지 | 지열 | 사양 | 열원용량(kW) | 냉방
건물성능정보 | 신재생에너지 | 지열 | 사양 | 소비전력(kW) | 난방
건물성능정보 | 신재생에너지 | 지열 | 사양 | 소비전력(kW) | 냉방
건물성능정보 | 신재생에너지 | 지열 | 사양 | 펌프용량(kW) | 1차
건물성능정보 | 신재생에너지 | 지열 | 사양 | 펌프용량(kW) | 2차
건물성능정보 | 신재생에너지 | 지열 | 설치년월
건물성능정보 | 신재생에너지 | 지열 | 대수(대)
건물성능정보 | 신재생에너지 | 지열 | 첨부사진 | 기기
건물성능정보 | 신재생에너지 | 지열 | 첨부사진 | 사양
건물성능정보 | 신재생에너지 | 기타 | 기기번호
건물성능정보 | 신재생에너지 | 기타 | 기기명
건물성능정보 | 신재생에너지 | 기타 | 사양 | 용량(kW)
건물성능정보 | 신재생에너지 | 기타 | 사양 | 효율(%)
건물성능정보 | 신재생에너지 | 기타 | 사양 | COP
건물성능정보 | 신재생에너지 | 기타 | 위치 | 층
건물성능정보 | 신재생에너지 | 기타 | 위치 | 실
건물성능정보 | 신재생에너지 | 기타 | 설치년월
건물성능정보 | 신재생에너지 | 기타 | 사양(직접입력)
건물성능정보 | 신재생에너지 | 기타 | 첨부사진 | 기기
건물성능정보 | 신재생에너지 | 기타 | 첨부사진 | 사양
건물성능정보 | BEMS | 중앙모니터링 | 존재유무
건물성능정보 | BEMS | 중앙모니터링 | 기기번호
건물성능정보 | BEMS | 중앙모니터링 | 관련내용
건물성능정보 | BEMS | 중앙모니터링 | 첨부사진
건물성능정보 | BEMS | 원격검침 | 존재유무
건물성능정보 | BEMS | 원격검침 | 기기번호
건물성능정보 | BEMS | 원격검침 | 관련내용
건물성능정보 | BEMS | 원격검침 | 구성방식
건물성능정보 | BEMS | 원격검침 | 첨부사진
건물성능정보 | 석면 | 석면건축물 | 해당여부
건물성능정보 | 석면 | 석면건축물 | 관리번호
건물성능정보 | 석면 | 석면조사 | 수행여부
건물성능정보 | 석면 | 석면조사 | 조사기관
건물성능정보 | 석면 | 석면조사 | 조사일자
GR기초정보 | 컨설팅날짜
GR기초정보 | 담당자 | 광역지자체 | 담당자이름
GR기초정보 | 담당자 | 광역지자체 | 연락처
GR기초정보 | 담당자 | 광역지자체 | 이메일
GR기초정보 | 담당자 | 기초지자체 | 담당자이름
GR기초정보 | 담당자 | 기초지자체 | 연락처
GR기초정보 | 담당자 | 기초지자체 | 이메일
GR기초정보 | 담당자 | 기초지자체 | 해당건물 관리경력
GR기초정보 | 담당자 | 건물운영자 | 담당자이름
GR기초정보 | 담당자 | 건물운영자 | 연락처
GR기초정보 | 담당자 | 건물운영자 | 이메일
GR기초정보 | 담당자 | 건물운영자 | 해당건물 관리경력
GR기초정보 | 담당자 | 수행업체 | 수행업체이름
GR기초정보 | 담당자 | 수행업체 | 수행자이름
GR기초정보 | 담당자 | 수행업체 | 연락처
GR기초정보 | 담당자 | 수행업체 | 이메일
GR기초정보 | GR필요범위 | 단순설비개선
GR기초정보 | GR필요범위 | 외피(단열/창호/마감)+설비개선
GR기초정보 | GR필요범위 | 증축 또는 평면개선
GR기초정보 | 도면관련 | 도면-현장일치여부
GR기초정보 | 도면관련 | 도면제공가능날짜
GR기초정보 | 추가공사관련 | 임의증축 | 해당여부
GR기초정보 | 추가공사관련 | 임의증축 | 개선방식 | 철거
GR기초정보 | 추가공사관련 | 임의증축 | 개선방식 | 증축(양성화)
GR기초정보 | 추가공사관련 | 구조보강/석면해체 | 필요여부 | 구조보강
GR기초정보 | 추가공사관련 | 구조보강/석면해체 | 필요여부 | 석면해체
GR기초정보 | 추가공사관련 | 구조보강/석면해체 | 필요여부 | 구조보강+석면해체
GR기초정보 | 추가공사관련 | 구조보강/석면해체 | 필요여부 | 해당없음
GR기초정보 | 추가공사관련 | 구조보강/석면해체 | 관련보고서제공날짜
1단계: GR기초정보; 2단계: 리모델링방식; 3단계: 재실여부 | 명칭에 대한 고민
GR기초정보 | 리모델링방식 | 공사가능기간 | 시작일시
GR기초정보 | 리모델링방식 | 공사가능기간 | 종료일시
GR기초정보 | 리모델링방식 | 비재실공사 확인사항 | 임대가능건물여부
GR기초정보 | 리모델링방식 | 비재실공사 확인사항 | 이주계획 | 이주계획수립여부
GR기초정보 | 리모델링방식 | 비재실공사 확인사항 | 이주계획 | 이주건물명
GR기초정보 | 리모델링방식 | 비재실공사 확인사항 | 이주계획 | 이주건물필요조치
GR기초정보 | 비용지원 | 국비지원비율 | 인지여부
GR기초정보 | 비용지원 | 적정지원금액범위(%)
GR기초정보 | 개선고려사항 | 주요하자사항 | 균열 | 내용
GR기초정보 | 개선고려사항 | 주요하자사항 | 균열 | 위치
GR기초정보 | 개선고려사항 | 주요하자사항 | 누수 | 내용
GR기초정보 | 개선고려사항 | 주요하자사항 | 누수 | 위치
GR기초정보 | 개선고려사항 | 주요하자사항 | 결로/곰팡이 | 내용
GR기초정보 | 개선고려사항 | 주요하자사항 | 결로/곰팡이 | 위치
GR기초정보 | 개선고려사항 | 주요하자사항 | 기타 | 내용
GR기초정보 | 개선고려사항 | 주요하자사항 | 기타 | 위치
GR기초정보 | 개선고려사항 | 개선우선순위 | 단열(외벽,지붕)
GR기초정보 | 개선고려사항 | 개선우선순위 | 창호, 문
GR기초정보 | 개선고려사항 | 개선우선순위 | 보일러
GR기초정보 | 개선고려사항 | 개선우선순위 | 냉난방기
GR기초정보 | 개선고려사항 | 개선우선순위 | 환기장치
GR기초정보 | 개선고려사항 | 개선우선순위 | 조명
GR기초정보 | 개선고려사항 | 개선우선순위 | 신재생에너지
GR기초정보 | 개선고려사항 | 기타개선필요부위
GR기초정보 | 개선고려사항 | 기타개선고려사항 | 여부
GR기초정보 | 개선고려사항 | 기타개선고려사항 | 기타
GR기초정보 | 기타정부지원사업 | 사업명 | 화재안전성능보강
GR기초정보 | 기타정부지원사업 | 사업명 | 내진성능보강
GR기초정보 | 기타정부지원사업 | 사업명 | 어린이집기능보강사업
GR기초정보 | 기타정부지원사업 | 사업명 | 기타
GR기초정보 | 기타정부지원사업 | 계획일자 | 시작일자
GR기초정보 | 기타정부지원사업 | 계획일자 | 종료일자
GR기초정보 | 기타정부지원사업 | 기타특이사항
GR의사결정 | 건축 | 외벽 | 부위번호
GR의사결정 | 건축 | 외벽 | 외단열 | 시공가능여부
GR의사결정 | 건축 | 외벽 | 외단열 | 불가능사유
GR의사결정 | 건축 | 외벽 | 하자사항 | 하자유무
GR의사결정 | 건축 | 외벽 | 하자사항 | 하자부위 및 마감
GR의사결정 | 건축 | 외벽 | 하자사항 | 하자내용
GR의사결정 | 건축 | 외벽 | 하자사항 | 첨부사진
GR의사결정 | 건축 | 외벽 | 개선여부 | 필요
GR의사결정 | 건축 | 외벽 | 개선여부 | 불필요
GR의사결정 | 건축 | 외벽 | 노후도평가 | 양호
GR의사결정 | 건축 | 외벽 | 노후도평가 | 보통
GR의사결정 | 건축 | 외벽 | 노후도평가 | 불량 |  |  | 하자사항에 대한 사진 첨부
GR의사결정 | 건축 | 지붕 | 부위번호
GR의사결정 | 건축 | 지붕 | 외단열 | 시공가능여부
GR의사결정 | 건축 | 지붕 | 외단열 | 불가능사유
GR의사결정 | 건축 | 지붕 | 하자사항 | 하자유무
GR의사결정 | 건축 | 지붕 | 하자사항 | 하자부위 및 마감
GR의사결정 | 건축 | 지붕 | 하자사항 | 하자내용
GR의사결정 | 건축 | 지붕 | 하자사항 | 첨부사진
GR의사결정 | 건축 | 지붕 | 개선여부 | 필요
GR의사결정 | 건축 | 지붕 | 개선여부 | 불필요
GR의사결정 | 건축 | 지붕 | 노후도평가 | 양호
GR의사결정 | 건축 | 지붕 | 노후도평가 | 보통
GR의사결정 | 건축 | 지붕 | 노후도평가 | 불량
GR의사결정 | 건축 | 최하층바닥 | 부위번호
GR의사결정 | 건축 | 최하층바닥 | 하자사항 | 하자유무
GR의사결정 | 건축 | 최하층바닥 | 하자사항 | 하자부위 및 마감
GR의사결정 | 건축 | 최하층바닥 | 하자사항 | 하자내용
GR의사결정 | 건축 | 최하층바닥 | 하자사항 | 하자원인 | 누수
GR의사결정 | 건축 | 최하층바닥 | 하자사항 | 하자원인 | 결로
GR의사결정 | 건축 | 최하층바닥 | 하자사항 | 하자원인 | 노후화 및 효율저하
GR의사결정 | 건축 | 최하층바닥 | 하자사항 | 첨부사진
GR의사결정 | 건축 | 최하층바닥 | 개선여부 | 필요
GR의사결정 | 건축 | 최하층바닥 | 개선여부 | 불필요
GR의사결정 | 건축 | 최하층바닥 | 노후도평가 | 양호
GR의사결정 | 건축 | 최하층바닥 | 노후도평가 | 보통
GR의사결정 | 건축 | 최하층바닥 | 노후도평가 | 불량
GR의사결정 | 건축 | 내벽 | 부위번호
GR의사결정 | 건축 | 내벽 | 하자사항 | 하자유무 |  |  | 앞에 분류체계에는 없으나 여기서는 내벽, 천장 등 실내의 건축적요소에 대한 내용이 추가됨
GR의사결정 | 건축 | 내벽 | 하자사항 | 하자부위 및 마감
GR의사결정 | 건축 | 내벽 | 하자사항 | 하자내용
GR의사결정 | 건축 | 내벽 | 하자사항 | 첨부사진
GR의사결정 | 건축 | 내벽 | 개선여부 | 필요
GR의사결정 | 건축 | 내벽 | 개선여부 | 불필요
GR의사결정 | 건축 | 내벽 | 노후도평가 | 양호
GR의사결정 | 건축 | 내벽 | 노후도평가 | 보통
GR의사결정 | 건축 | 내벽 | 노후도평가 | 불량
GR의사결정 | 건축 | 천장 | 부위번호
GR의사결정 | 건축 | 천장 | 하자사항 | 하자유무
GR의사결정 | 건축 | 천장 | 하자사항 | 하자부위 및 마감
GR의사결정 | 건축 | 천장 | 하자사항 | 하자내용
GR의사결정 | 건축 | 천장 | 하자사항 | 첨부사진
GR의사결정 | 건축 | 천장 | 개선여부 | 필요
GR의사결정 | 건축 | 천장 | 개선여부 | 불필요
GR의사결정 | 건축 | 천장 | 노후도평가 | 양호
GR의사결정 | 건축 | 천장 | 노후도평가 | 보통
GR의사결정 | 건축 | 천장 | 노후도평가 | 불량
GR의사결정 | 건축 | 창호 | 부위번호
GR의사결정 | 건축 | 창호 | 하자사항 | 하자유무 |  |  | 기존에 창호, 문 합쳐서 평가하도록 되어 있으나 분리하여 각각을 평가하도록 함
GR의사결정 | 건축 | 창호 | 하자사항 | 하자부위 및 마감
GR의사결정 | 건축 | 창호 | 하자사항 | 하자내용
GR의사결정 | 건축 | 창호 | 하자사항 | 첨부사진
GR의사결정 | 건축 | 창호 | 개선여부 | 필요
GR의사결정 | 건축 | 창호 | 개선여부 | 불필요
GR의사결정 | 건축 | 창호 | 노후도평가 | 양호
GR의사결정 | 건축 | 창호 | 노후도평가 | 보통
GR의사결정 | 건축 | 창호 | 노후도평가 | 불량
GR의사결정 | 건축 | 출입문/발코니 | 부위번호
GR의사결정 | 건축 | 출입문/발코니 | 하자사항 | 하자유무
GR의사결정 | 건축 | 출입문/발코니 | 하자사항 | 하자부위 및 마감
GR의사결정 | 건축 | 출입문/발코니 | 하자사항 | 하자내용
GR의사결정 | 건축 | 출입문/발코니 | 하자사항 | 첨부사진
GR의사결정 | 건축 | 출입문/발코니 | 개선여부 | 필요
GR의사결정 | 건축 | 출입문/발코니 | 개선여부 | 불필요
GR의사결정 | 건축 | 출입문/발코니 | 노후도평가 | 양호
GR의사결정 | 건축 | 출입문/발코니 | 노후도평가 | 보통
GR의사결정 | 건축 | 출입문/발코니 | 노후도평가 | 불량
GR의사결정 | 기계 | 난방기기 | 열원기기 | 보일러 | 기기번호 |  |  | 기존 구분/내용/현황설명으로 구성되어 있어서 필요한 내용만 작성할수 있도록 구성 수정
GR의사결정 | 기계 | 난방기기 | 열원기기 | 보일러 | 하자사항 | 발생유무
GR의사결정 | 기계 | 난방기기 | 열원기기 | 보일러 | 하자사항 | 현황설명
GR의사결정 | 기계 | 난방기기 | 열원기기 | 보일러 | 하자사항 | 첨부사진
GR의사결정 | 기계 | 난방기기 | 열원기기 | 보일러 | 개선여부 | 필요
GR의사결정 | 기계 | 난방기기 | 열원기기 | 보일러 | 개선여부 | 불필요
GR의사결정 | 기계 | 난방기기 | 열원기기 | 보일러 | 외관상태 | 우수
GR의사결정 | 기계 | 난방기기 | 열원기기 | 보일러 | 외관상태 | 보통
GR의사결정 | 기계 | 난방기기 | 열원기기 | 보일러 | 외관상태 | 불량
GR의사결정 | 기계 | 난방기기 | 열원기기 | 보일러 | 단열/방음조치상태 | 우수
GR의사결정 | 기계 | 난방기기 | 열원기기 | 보일러 | 단열/방음조치상태 | 보통
GR의사결정 | 기계 | 난방기기 | 열원기기 | 보일러 | 단열/방음조치상태 | 불량
GR의사결정 | 기계 | 난방기기 | 열원기기 | 보일러 | 진동/소음정도 | 우수
GR의사결정 | 기계 | 난방기기 | 열원기기 | 보일러 | 진동/소음정도 | 보통
GR의사결정 | 기계 | 난방기기 | 열원기기 | 보일러 | 진동/소음정도 | 불량
GR의사결정 | 기계 | 난방기기 | 열원기기 | 보일러 | 고정부결합상태 | 우수
GR의사결정 | 기계 | 난방기기 | 열원기기 | 보일러 | 고정부결합상태 | 보통
GR의사결정 | 기계 | 난방기기 | 열원기기 | 보일러 | 고정부결합상태 | 불량
GR의사결정 | 기계 | 난방기기 | 열원기기 | 보일러 | 설비표면누수유무 | 우수
GR의사결정 | 기계 | 난방기기 | 열원기기 | 보일러 | 설비표면누수유무 | 보통
GR의사결정 | 기계 | 난방기기 | 열원기기 | 보일러 | 설비표면누수유무 | 불량
GR의사결정 | 기계 | 난방기기 | 열원기기 | 히트펌프 | 기기번호
GR의사결정 | 기계 | 난방기기 | 열원기기 | 히트펌프 | 하자사항 | 발생유무
GR의사결정 | 기계 | 난방기기 | 열원기기 | 히트펌프 | 하자사항 | 현황설명
GR의사결정 | 기계 | 난방기기 | 열원기기 | 히트펌프 | 하자사항 | 첨부사진
GR의사결정 | 기계 | 난방기기 | 열원기기 | 히트펌프 | 개선여부 | 필요
GR의사결정 | 기계 | 난방기기 | 열원기기 | 히트펌프 | 개선여부 | 불필요
GR의사결정 | 기계 | 난방기기 | 열원기기 | 히트펌프 | 외관상태 | 우수
GR의사결정 | 기계 | 난방기기 | 열원기기 | 히트펌프 | 외관상태 | 보통
GR의사결정 | 기계 | 난방기기 | 열원기기 | 히트펌프 | 외관상태 | 불량
GR의사결정 | 기계 | 난방기기 | 열원기기 | 히트펌프 | 단열/방음조치상태 | 우수
GR의사결정 | 기계 | 난방기기 | 열원기기 | 히트펌프 | 단열/방음조치상태 | 보통
GR의사결정 | 기계 | 난방기기 | 열원기기 | 히트펌프 | 단열/방음조치상태 | 불량
GR의사결정 | 기계 | 난방기기 | 열원기기 | 히트펌프 | 진동/소음정도 | 우수
GR의사결정 | 기계 | 난방기기 | 열원기기 | 히트펌프 | 진동/소음정도 | 보통
GR의사결정 | 기계 | 난방기기 | 열원기기 | 히트펌프 | 진동/소음정도 | 불량
GR의사결정 | 기계 | 난방기기 | 열원기기 | 히트펌프 | 고정부결합상태 | 우수
GR의사결정 | 기계 | 난방기기 | 열원기기 | 히트펌프 | 고정부결합상태 | 보통
GR의사결정 | 기계 | 난방기기 | 열원기기 | 히트펌프 | 고정부결합상태 | 불량
GR의사결정 | 기계 | 난방기기 | 열원기기 | 히트펌프 | 설비표면누수유무 | 우수
GR의사결정 | 기계 | 난방기기 | 열원기기 | 히트펌프 | 설비표면누수유무 | 보통
GR의사결정 | 기계 | 난방기기 | 열원기기 | 히트펌프 | 설비표면누수유무 | 불량
GR의사결정 | 기계 | 난방기기 | 열원기기 | 히트펌프 | 기기번호
GR의사결정 | 기계 | 난방기기 | 열원기기 | 히트펌프 | 하자사항 | 발생유무
GR의사결정 | 기계 | 난방기기 | 열원기기 | 히트펌프 | 하자사항 | 현황설명
GR의사결정 | 기계 | 난방기기 | 열원기기 | 히트펌프 | 하자사항 | 첨부사진
GR의사결정 | 기계 | 난방기기 | 열원기기 | 히트펌프 | 개선여부 | 필요
GR의사결정 | 기계 | 난방기기 | 열원기기 | 히트펌프 | 개선여부 | 불필요
GR의사결정 | 기계 | 난방기기 | 열원기기 | 히트펌프 | 외관상태 | 우수
GR의사결정 | 기계 | 난방기기 | 열원기기 | 히트펌프 | 외관상태 | 보통
GR의사결정 | 기계 | 난방기기 | 열원기기 | 히트펌프 | 외관상태 | 불량
GR의사결정 | 기계 | 난방기기 | 열원기기 | 히트펌프 | 단열/방음조치상태 | 우수
GR의사결정 | 기계 | 난방기기 | 열원기기 | 히트펌프 | 단열/방음조치상태 | 보통
GR의사결정 | 기계 | 난방기기 | 열원기기 | 히트펌프 | 단열/방음조치상태 | 불량
GR의사결정 | 기계 | 난방기기 | 열원기기 | 히트펌프 | 진동/소음정도 | 우수
GR의사결정 | 기계 | 난방기기 | 열원기기 | 히트펌프 | 진동/소음정도 | 보통
GR의사결정 | 기계 | 난방기기 | 열원기기 | 히트펌프 | 진동/소음정도 | 불량
GR의사결정 | 기계 | 난방기기 | 열원기기 | 히트펌프 | 고정부결합상태 | 우수
GR의사결정 | 기계 | 난방기기 | 열원기기 | 히트펌프 | 고정부결합상태 | 보통
GR의사결정 | 기계 | 난방기기 | 열원기기 | 히트펌프 | 고정부결합상태 | 불량
GR의사결정 | 기계 | 난방기기 | 열원기기 | 히트펌프 | 설비표면누수유무 | 우수
GR의사결정 | 기계 | 난방기기 | 열원기기 | 히트펌프 | 설비표면누수유무 | 보통
GR의사결정 | 기계 | 난방기기 | 열원기기 | 히트펌프 | 설비표면누수유무 | 불량
GR의사결정 | 기계 | 난방기기 | 열원기기 | 지역난방 | 기기번호
GR의사결정 | 기계 | 난방기기 | 열원기기 | 지역난방 | 하자사항 | 발생유무
GR의사결정 | 기계 | 난방기기 | 열원기기 | 지역난방 | 하자사항 | 현황설명
GR의사결정 | 기계 | 난방기기 | 열원기기 | 지역난방 | 하자사항 | 첨부사진
GR의사결정 | 기계 | 난방기기 | 열원기기 | 지역난방 | 개선여부 | 필요
GR의사결정 | 기계 | 난방기기 | 열원기기 | 지역난방 | 개선여부 | 불필요
GR의사결정 | 기계 | 난방기기 | 열원기기 | 지역난방 | 외관상태 | 우수
GR의사결정 | 기계 | 난방기기 | 열원기기 | 지역난방 | 외관상태 | 보통
GR의사결정 | 기계 | 난방기기 | 열원기기 | 지역난방 | 외관상태 | 불량
GR의사결정 | 기계 | 난방기기 | 열원기기 | 지역난방 | 단열/방음조치상태 | 우수
GR의사결정 | 기계 | 난방기기 | 열원기기 | 지역난방 | 단열/방음조치상태 | 보통
GR의사결정 | 기계 | 난방기기 | 열원기기 | 지역난방 | 단열/방음조치상태 | 불량
GR의사결정 | 기계 | 난방기기 | 열원기기 | 지역난방 | 진동/소음정도 | 우수
GR의사결정 | 기계 | 난방기기 | 열원기기 | 지역난방 | 진동/소음정도 | 보통
GR의사결정 | 기계 | 난방기기 | 열원기기 | 지역난방 | 진동/소음정도 | 불량
GR의사결정 | 기계 | 난방기기 | 열원기기 | 지역난방 | 고정부결합상태 | 우수
GR의사결정 | 기계 | 난방기기 | 열원기기 | 지역난방 | 고정부결합상태 | 보통
GR의사결정 | 기계 | 난방기기 | 열원기기 | 지역난방 | 고정부결합상태 | 불량
GR의사결정 | 기계 | 난방기기 | 열원기기 | 지역난방 | 설비표면누수유무 | 우수
GR의사결정 | 기계 | 난방기기 | 열원기기 | 지역난방 | 설비표면누수유무 | 보통
GR의사결정 | 기계 | 난방기기 | 열원기기 | 지역난방 | 설비표면누수유무 | 불량
GR의사결정 | 기계 | 난방기기 | 열원기기 | 전기패널 | 기기번호
GR의사결정 | 기계 | 난방기기 | 열원기기 | 전기패널 | 하자사항 | 발생유무
GR의사결정 | 기계 | 난방기기 | 열원기기 | 전기패널 | 하자사항 | 현황설명
GR의사결정 | 기계 | 난방기기 | 열원기기 | 전기패널 | 하자사항 | 첨부사진
GR의사결정 | 기계 | 난방기기 | 열원기기 | 전기패널 | 개선여부 | 필요
GR의사결정 | 기계 | 난방기기 | 열원기기 | 전기패널 | 개선여부 | 불필요
GR의사결정 | 기계 | 난방기기 | 열원기기 | 전기패널 | 외관상태 | 우수
GR의사결정 | 기계 | 난방기기 | 열원기기 | 전기패널 | 외관상태 | 보통
GR의사결정 | 기계 | 난방기기 | 열원기기 | 전기패널 | 외관상태 | 불량
GR의사결정 | 기계 | 난방기기 | 열원기기 | 전기패널 | 단열/방음조치상태 | 우수
GR의사결정 | 기계 | 난방기기 | 열원기기 | 전기패널 | 단열/방음조치상태 | 보통
GR의사결정 | 기계 | 난방기기 | 열원기기 | 전기패널 | 단열/방음조치상태 | 불량
GR의사결정 | 기계 | 난방기기 | 열원기기 | 전기패널 | 진동/소음정도 | 우수
GR의사결정 | 기계 | 난방기기 | 열원기기 | 전기패널 | 진동/소음정도 | 보통
GR의사결정 | 기계 | 난방기기 | 열원기기 | 전기패널 | 진동/소음정도 | 불량
GR의사결정 | 기계 | 난방기기 | 열원기기 | 전기패널 | 고정부결합상태 | 우수
GR의사결정 | 기계 | 난방기기 | 열원기기 | 전기패널 | 고정부결합상태 | 보통
GR의사결정 | 기계 | 난방기기 | 열원기기 | 전기패널 | 고정부결합상태 | 불량
GR의사결정 | 기계 | 난방기기 | 열원기기 | 전기패널 | 설비표면누수유무 | 우수
GR의사결정 | 기계 | 난방기기 | 열원기기 | 전기패널 | 설비표면누수유무 | 보통
GR의사결정 | 기계 | 난방기기 | 열원기기 | 전기패널 | 설비표면누수유무 | 불량
GR의사결정 | 기계 | 난방기기 | 열원기기 | 기타 | 기기번호
GR의사결정 | 기계 | 난방기기 | 열원기기 | 기타 | 하자사항 | 발생유무
GR의사결정 | 기계 | 난방기기 | 열원기기 | 기타 | 하자사항 | 현황설명
GR의사결정 | 기계 | 난방기기 | 열원기기 | 기타 | 하자사항 | 첨부사진
GR의사결정 | 기계 | 난방기기 | 열원기기 | 기타 | 개선여부 | 필요
GR의사결정 | 기계 | 난방기기 | 열원기기 | 기타 | 개선여부 | 불필요
GR의사결정 | 기계 | 난방기기 | 열원기기 | 기타 | 외관상태 | 우수
GR의사결정 | 기계 | 난방기기 | 열원기기 | 기타 | 외관상태 | 보통
GR의사결정 | 기계 | 난방기기 | 열원기기 | 기타 | 외관상태 | 불량
GR의사결정 | 기계 | 난방기기 | 열원기기 | 기타 | 단열/방음조치상태 | 우수
GR의사결정 | 기계 | 난방기기 | 열원기기 | 기타 | 단열/방음조치상태 | 보통
GR의사결정 | 기계 | 난방기기 | 열원기기 | 기타 | 단열/방음조치상태 | 불량
GR의사결정 | 기계 | 난방기기 | 열원기기 | 기타 | 진동/소음정도 | 우수
GR의사결정 | 기계 | 난방기기 | 열원기기 | 기타 | 진동/소음정도 | 보통
GR의사결정 | 기계 | 난방기기 | 열원기기 | 기타 | 진동/소음정도 | 불량
GR의사결정 | 기계 | 난방기기 | 열원기기 | 기타 | 고정부결합상태 | 우수
GR의사결정 | 기계 | 난방기기 | 열원기기 | 기타 | 고정부결합상태 | 보통
GR의사결정 | 기계 | 난방기기 | 열원기기 | 기타 | 고정부결합상태 | 불량
GR의사결정 | 기계 | 난방기기 | 열원기기 | 기타 | 설비표면누수유무 | 우수
GR의사결정 | 기계 | 난방기기 | 열원기기 | 기타 | 설비표면누수유무 | 보통
GR의사결정 | 기계 | 난방기기 | 열원기기 | 기타 | 설비표면누수유무 | 불량
GR의사결정 | 기계 | 난방기기 | 공급기기 | 기기번호
GR의사결정 | 기계 | 난방기기 | 공급기기 | 하자사항 | 발생유무
GR의사결정 | 기계 | 난방기기 | 공급기기 | 하자사항 | 현황설명
GR의사결정 | 기계 | 난방기기 | 공급기기 | 하자사항 | 첨부사진
GR의사결정 | 기계 | 난방기기 | 공급기기 | 개선여부 | 필요
GR의사결정 | 기계 | 난방기기 | 공급기기 | 개선여부 | 불필요 |  |  | 열원기기 기기별로 개선여부 확인하는 것처럼 공급/바닥난방도 각각 나누어야 할까?
GR의사결정 | 기계 | 난방기기 | 공급기기 | 외관상태 | 우수 |  |  | 그리고 음. 그,,, 각 기기별 고유번호를 붙여야 할거 같음
GR의사결정 | 기계 | 난방기기 | 공급기기 | 외관상태 | 보통
GR의사결정 | 기계 | 난방기기 | 공급기기 | 외관상태 | 불량
GR의사결정 | 기계 | 난방기기 | 공급기기 | 단열/방음조치상태 | 우수
GR의사결정 | 기계 | 난방기기 | 공급기기 | 단열/방음조치상태 | 보통
GR의사결정 | 기계 | 난방기기 | 공급기기 | 단열/방음조치상태 | 불량
GR의사결정 | 기계 | 난방기기 | 공급기기 | 진동/소음정도 | 우수
GR의사결정 | 기계 | 난방기기 | 공급기기 | 진동/소음정도 | 보통
GR의사결정 | 기계 | 난방기기 | 공급기기 | 진동/소음정도 | 불량
GR의사결정 | 기계 | 난방기기 | 공급기기 | 고정부결합상태 | 우수
GR의사결정 | 기계 | 난방기기 | 공급기기 | 고정부결합상태 | 보통
GR의사결정 | 기계 | 난방기기 | 공급기기 | 고정부결합상태 | 불량
GR의사결정 | 기계 | 난방기기 | 공급기기 | 설비표면누수유무 | 우수
GR의사결정 | 기계 | 난방기기 | 공급기기 | 설비표면누수유무 | 보통
GR의사결정 | 기계 | 난방기기 | 공급기기 | 설비표면누수유무 | 불량
GR의사결정 | 기계 | 난방기기 | 바닥난방 | 기기번호
GR의사결정 | 기계 | 난방기기 | 바닥난방 | 하자사항 | 발생유무
GR의사결정 | 기계 | 난방기기 | 바닥난방 | 하자사항 | 현황설명
GR의사결정 | 기계 | 난방기기 | 바닥난방 | 하자사항 | 첨부사진
GR의사결정 | 기계 | 난방기기 | 바닥난방 | 개선여부 | 필요
GR의사결정 | 기계 | 난방기기 | 바닥난방 | 개선여부 | 불필요
GR의사결정 | 기계 | 냉방기기 | 열원기기 | 히트펌프 | 기기번호
GR의사결정 | 기계 | 냉방기기 | 열원기기 | 히트펌프 | 하자사항 | 발생유무
GR의사결정 | 기계 | 냉방기기 | 열원기기 | 히트펌프 | 하자사항 | 현황설명
GR의사결정 | 기계 | 냉방기기 | 열원기기 | 히트펌프 | 하자사항 | 첨부사진
GR의사결정 | 기계 | 냉방기기 | 열원기기 | 히트펌프 | 개선여부 | 필요
GR의사결정 | 기계 | 냉방기기 | 열원기기 | 히트펌프 | 개선여부 | 불필요
GR의사결정 | 기계 | 냉방기기 | 열원기기 | 히트펌프 | 외관상태 | 우수
GR의사결정 | 기계 | 냉방기기 | 열원기기 | 히트펌프 | 외관상태 | 보통
GR의사결정 | 기계 | 냉방기기 | 열원기기 | 히트펌프 | 외관상태 | 불량
GR의사결정 | 기계 | 냉방기기 | 열원기기 | 히트펌프 | 단열/방음조치상태 | 우수
GR의사결정 | 기계 | 냉방기기 | 열원기기 | 히트펌프 | 단열/방음조치상태 | 보통
GR의사결정 | 기계 | 냉방기기 | 열원기기 | 히트펌프 | 단열/방음조치상태 | 불량
GR의사결정 | 기계 | 냉방기기 | 열원기기 | 히트펌프 | 진동/소음정도 | 우수
GR의사결정 | 기계 | 냉방기기 | 열원기기 | 히트펌프 | 진동/소음정도 | 보통
GR의사결정 | 기계 | 냉방기기 | 열원기기 | 히트펌프 | 진동/소음정도 | 불량
GR의사결정 | 기계 | 냉방기기 | 열원기기 | 히트펌프 | 고정부결합상태 | 우수
GR의사결정 | 기계 | 냉방기기 | 열원기기 | 히트펌프 | 고정부결합상태 | 보통
GR의사결정 | 기계 | 냉방기기 | 열원기기 | 히트펌프 | 고정부결합상태 | 불량
GR의사결정 | 기계 | 냉방기기 | 열원기기 | 히트펌프 | 설비표면누수유무 | 우수
GR의사결정 | 기계 | 냉방기기 | 열원기기 | 히트펌프 | 설비표면누수유무 | 보통
GR의사결정 | 기계 | 냉방기기 | 열원기기 | 히트펌프 | 설비표면누수유무 | 불량
GR의사결정 | 기계 | 냉방기기 | 열원기기 | 냉온수기/냉동기 | 기기번호
GR의사결정 | 기계 | 냉방기기 | 열원기기 | 냉온수기/냉동기 | 하자사항 | 발생유무
GR의사결정 | 기계 | 냉방기기 | 열원기기 | 냉온수기/냉동기 | 하자사항 | 현황설명
GR의사결정 | 기계 | 냉방기기 | 열원기기 | 냉온수기/냉동기 | 하자사항 | 첨부사진
GR의사결정 | 기계 | 냉방기기 | 열원기기 | 냉온수기/냉동기 | 개선여부 | 필요
GR의사결정 | 기계 | 냉방기기 | 열원기기 | 냉온수기/냉동기 | 개선여부 | 불필요
GR의사결정 | 기계 | 냉방기기 | 열원기기 | 냉온수기/냉동기 | 외관상태 | 우수
GR의사결정 | 기계 | 냉방기기 | 열원기기 | 냉온수기/냉동기 | 외관상태 | 보통
GR의사결정 | 기계 | 냉방기기 | 열원기기 | 냉온수기/냉동기 | 외관상태 | 불량
GR의사결정 | 기계 | 냉방기기 | 열원기기 | 냉온수기/냉동기 | 단열/방음조치상태 | 우수
GR의사결정 | 기계 | 냉방기기 | 열원기기 | 냉온수기/냉동기 | 단열/방음조치상태 | 보통
GR의사결정 | 기계 | 냉방기기 | 열원기기 | 냉온수기/냉동기 | 단열/방음조치상태 | 불량
GR의사결정 | 기계 | 냉방기기 | 열원기기 | 냉온수기/냉동기 | 진동/소음정도 | 우수
GR의사결정 | 기계 | 냉방기기 | 열원기기 | 냉온수기/냉동기 | 진동/소음정도 | 보통
GR의사결정 | 기계 | 냉방기기 | 열원기기 | 냉온수기/냉동기 | 진동/소음정도 | 불량
GR의사결정 | 기계 | 냉방기기 | 열원기기 | 냉온수기/냉동기 | 고정부결합상태 | 우수
GR의사결정 | 기계 | 냉방기기 | 열원기기 | 냉온수기/냉동기 | 고정부결합상태 | 보통
GR의사결정 | 기계 | 냉방기기 | 열원기기 | 냉온수기/냉동기 | 고정부결합상태 | 불량
GR의사결정 | 기계 | 냉방기기 | 열원기기 | 냉온수기/냉동기 | 설비표면누수유무 | 우수
GR의사결정 | 기계 | 냉방기기 | 열원기기 | 냉온수기/냉동기 | 설비표면누수유무 | 보통
GR의사결정 | 기계 | 냉방기기 | 열원기기 | 냉온수기/냉동기 | 설비표면누수유무 | 불량
GR의사결정 | 기계 | 냉방기기 | 열원기기 | 지역난방 | 기기번호
GR의사결정 | 기계 | 냉방기기 | 열원기기 | 지역난방 | 하자사항 | 발생유무
GR의사결정 | 기계 | 냉방기기 | 열원기기 | 지역난방 | 하자사항 | 현황설명
GR의사결정 | 기계 | 냉방기기 | 열원기기 | 지역난방 | 하자사항 | 첨부사진
GR의사결정 | 기계 | 냉방기기 | 열원기기 | 지역난방 | 개선여부 | 필요
GR의사결정 | 기계 | 냉방기기 | 열원기기 | 지역난방 | 개선여부 | 불필요
GR의사결정 | 기계 | 냉방기기 | 열원기기 | 지역난방 | 외관상태 | 우수
GR의사결정 | 기계 | 냉방기기 | 열원기기 | 지역난방 | 외관상태 | 보통
GR의사결정 | 기계 | 냉방기기 | 열원기기 | 지역난방 | 외관상태 | 불량
GR의사결정 | 기계 | 냉방기기 | 열원기기 | 지역난방 | 단열/방음조치상태 | 우수
GR의사결정 | 기계 | 냉방기기 | 열원기기 | 지역난방 | 단열/방음조치상태 | 보통
GR의사결정 | 기계 | 냉방기기 | 열원기기 | 지역난방 | 단열/방음조치상태 | 불량
GR의사결정 | 기계 | 냉방기기 | 열원기기 | 지역난방 | 진동/소음정도 | 우수
GR의사결정 | 기계 | 냉방기기 | 열원기기 | 지역난방 | 진동/소음정도 | 보통
GR의사결정 | 기계 | 냉방기기 | 열원기기 | 지역난방 | 진동/소음정도 | 불량
GR의사결정 | 기계 | 냉방기기 | 열원기기 | 지역난방 | 고정부결합상태 | 우수
GR의사결정 | 기계 | 냉방기기 | 열원기기 | 지역난방 | 고정부결합상태 | 보통
GR의사결정 | 기계 | 냉방기기 | 열원기기 | 지역난방 | 고정부결합상태 | 불량
GR의사결정 | 기계 | 냉방기기 | 열원기기 | 지역난방 | 설비표면누수유무 | 우수
GR의사결정 | 기계 | 냉방기기 | 열원기기 | 지역난방 | 설비표면누수유무 | 보통
GR의사결정 | 기계 | 냉방기기 | 열원기기 | 지역난방 | 설비표면누수유무 | 불량
GR의사결정 | 기계 | 냉방기기 | 열원기기 | 기타 | 기기번호
GR의사결정 | 기계 | 냉방기기 | 열원기기 | 기타 | 하자사항 | 발생유무
GR의사결정 | 기계 | 냉방기기 | 열원기기 | 기타 | 하자사항 | 현황설명
GR의사결정 | 기계 | 냉방기기 | 열원기기 | 기타 | 하자사항 | 첨부사진
GR의사결정 | 기계 | 냉방기기 | 열원기기 | 기타 | 개선여부 | 필요
GR의사결정 | 기계 | 냉방기기 | 열원기기 | 기타 | 개선여부 | 불필요
GR의사결정 | 기계 | 냉방기기 | 열원기기 | 기타 | 외관상태 | 우수
GR의사결정 | 기계 | 냉방기기 | 열원기기 | 기타 | 외관상태 | 보통
GR의사결정 | 기계 | 냉방기기 | 열원기기 | 기타 | 외관상태 | 불량
GR의사결정 | 기계 | 냉방기기 | 열원기기 | 기타 | 단열/방음조치상태 | 우수
GR의사결정 | 기계 | 냉방기기 | 열원기기 | 기타 | 단열/방음조치상태 | 보통
GR의사결정 | 기계 | 냉방기기 | 열원기기 | 기타 | 단열/방음조치상태 | 불량
GR의사결정 | 기계 | 냉방기기 | 열원기기 | 기타 | 진동/소음정도 | 우수
GR의사결정 | 기계 | 냉방기기 | 열원기기 | 기타 | 진동/소음정도 | 보통
GR의사결정 | 기계 | 냉방기기 | 열원기기 | 기타 | 진동/소음정도 | 불량
GR의사결정 | 기계 | 냉방기기 | 열원기기 | 기타 | 고정부결합상태 | 우수
GR의사결정 | 기계 | 냉방기기 | 열원기기 | 기타 | 고정부결합상태 | 보통
GR의사결정 | 기계 | 냉방기기 | 열원기기 | 기타 | 고정부결합상태 | 불량
GR의사결정 | 기계 | 냉방기기 | 열원기기 | 기타 | 설비표면누수유무 | 우수
GR의사결정 | 기계 | 냉방기기 | 열원기기 | 기타 | 설비표면누수유무 | 보통
GR의사결정 | 기계 | 냉방기기 | 열원기기 | 기타 | 설비표면누수유무 | 불량
GR의사결정 | 기계 | 냉방기기 | 공급기기 | 기기번호
GR의사결정 | 기계 | 냉방기기 | 공급기기 | 하자사항 | 발생유무
GR의사결정 | 기계 | 냉방기기 | 공급기기 | 하자사항 | 현황설명
GR의사결정 | 기계 | 냉방기기 | 공급기기 | 하자사항 | 첨부사진
GR의사결정 | 기계 | 냉방기기 | 공급기기 | 개선여부 | 필요
GR의사결정 | 기계 | 냉방기기 | 공급기기 | 개선여부 | 불필요
GR의사결정 | 기계 | 냉방기기 | 공급기기 | 외관상태 | 우수
GR의사결정 | 기계 | 냉방기기 | 공급기기 | 외관상태 | 보통
GR의사결정 | 기계 | 냉방기기 | 공급기기 | 외관상태 | 불량
GR의사결정 | 기계 | 냉방기기 | 공급기기 | 단열/방음조치상태 | 우수
GR의사결정 | 기계 | 냉방기기 | 공급기기 | 단열/방음조치상태 | 보통
GR의사결정 | 기계 | 냉방기기 | 공급기기 | 단열/방음조치상태 | 불량
GR의사결정 | 기계 | 냉방기기 | 공급기기 | 진동/소음정도 | 우수
GR의사결정 | 기계 | 냉방기기 | 공급기기 | 진동/소음정도 | 보통
GR의사결정 | 기계 | 냉방기기 | 공급기기 | 진동/소음정도 | 불량
GR의사결정 | 기계 | 냉방기기 | 공급기기 | 고정부결합상태 | 우수
GR의사결정 | 기계 | 냉방기기 | 공급기기 | 고정부결합상태 | 보통
GR의사결정 | 기계 | 냉방기기 | 공급기기 | 고정부결합상태 | 불량
GR의사결정 | 기계 | 냉방기기 | 공급기기 | 설비표면누수유무 | 우수
GR의사결정 | 기계 | 냉방기기 | 공급기기 | 설비표면누수유무 | 보통
GR의사결정 | 기계 | 냉방기기 | 공급기기 | 설비표면누수유무 | 불량
GR의사결정 | 기계 | 급탕기기 | 열원기기 | 보일러 | 기기번호
GR의사결정 | 기계 | 급탕기기 | 열원기기 | 보일러 | 하자사항 | 발생유무
GR의사결정 | 기계 | 급탕기기 | 열원기기 | 보일러 | 하자사항 | 현황설명
GR의사결정 | 기계 | 급탕기기 | 열원기기 | 보일러 | 하자사항 | 첨부사진
GR의사결정 | 기계 | 급탕기기 | 열원기기 | 보일러 | 개선여부 | 필요
GR의사결정 | 기계 | 급탕기기 | 열원기기 | 보일러 | 개선여부 | 불필요
GR의사결정 | 기계 | 급탕기기 | 열원기기 | 보일러 | 외관상태 | 우수
GR의사결정 | 기계 | 급탕기기 | 열원기기 | 보일러 | 외관상태 | 보통
GR의사결정 | 기계 | 급탕기기 | 열원기기 | 보일러 | 외관상태 | 불량
GR의사결정 | 기계 | 급탕기기 | 열원기기 | 보일러 | 단열/방음조치상태 | 우수
GR의사결정 | 기계 | 급탕기기 | 열원기기 | 보일러 | 단열/방음조치상태 | 보통
GR의사결정 | 기계 | 급탕기기 | 열원기기 | 보일러 | 단열/방음조치상태 | 불량
GR의사결정 | 기계 | 급탕기기 | 열원기기 | 보일러 | 진동/소음정도 | 우수
GR의사결정 | 기계 | 급탕기기 | 열원기기 | 보일러 | 진동/소음정도 | 보통
GR의사결정 | 기계 | 급탕기기 | 열원기기 | 보일러 | 진동/소음정도 | 불량
GR의사결정 | 기계 | 급탕기기 | 열원기기 | 보일러 | 고정부결합상태 | 우수
GR의사결정 | 기계 | 급탕기기 | 열원기기 | 보일러 | 고정부결합상태 | 보통
GR의사결정 | 기계 | 급탕기기 | 열원기기 | 보일러 | 고정부결합상태 | 불량
GR의사결정 | 기계 | 급탕기기 | 열원기기 | 보일러 | 설비표면누수유무 | 우수
GR의사결정 | 기계 | 급탕기기 | 열원기기 | 보일러 | 설비표면누수유무 | 보통
GR의사결정 | 기계 | 급탕기기 | 열원기기 | 보일러 | 설비표면누수유무 | 불량
GR의사결정 | 기계 | 급탕기기 | 열원기기 | 기타 | 기기번호
GR의사결정 | 기계 | 급탕기기 | 열원기기 | 기타 | 하자사항 | 발생유무
GR의사결정 | 기계 | 급탕기기 | 열원기기 | 기타 | 하자사항 | 현황설명
GR의사결정 | 기계 | 급탕기기 | 열원기기 | 기타 | 하자사항 | 첨부사진
GR의사결정 | 기계 | 급탕기기 | 열원기기 | 기타 | 개선여부 | 필요
GR의사결정 | 기계 | 급탕기기 | 열원기기 | 기타 | 개선여부 | 불필요
GR의사결정 | 기계 | 급탕기기 | 열원기기 | 기타 | 외관상태 | 우수
GR의사결정 | 기계 | 급탕기기 | 열원기기 | 기타 | 외관상태 | 보통
GR의사결정 | 기계 | 급탕기기 | 열원기기 | 기타 | 외관상태 | 불량
GR의사결정 | 기계 | 급탕기기 | 열원기기 | 기타 | 단열/방음조치상태 | 우수
GR의사결정 | 기계 | 급탕기기 | 열원기기 | 기타 | 단열/방음조치상태 | 보통
GR의사결정 | 기계 | 급탕기기 | 열원기기 | 기타 | 단열/방음조치상태 | 불량
GR의사결정 | 기계 | 급탕기기 | 열원기기 | 기타 | 진동/소음정도 | 우수
GR의사결정 | 기계 | 급탕기기 | 열원기기 | 기타 | 진동/소음정도 | 보통
GR의사결정 | 기계 | 급탕기기 | 열원기기 | 기타 | 진동/소음정도 | 불량
GR의사결정 | 기계 | 급탕기기 | 열원기기 | 기타 | 고정부결합상태 | 우수
GR의사결정 | 기계 | 급탕기기 | 열원기기 | 기타 | 고정부결합상태 | 보통
GR의사결정 | 기계 | 급탕기기 | 열원기기 | 기타 | 고정부결합상태 | 불량
GR의사결정 | 기계 | 급탕기기 | 열원기기 | 기타 | 설비표면누수유무 | 우수
GR의사결정 | 기계 | 급탕기기 | 열원기기 | 기타 | 설비표면누수유무 | 보통
GR의사결정 | 기계 | 급탕기기 | 열원기기 | 기타 | 설비표면누수유무 | 불량
GR의사결정 | 기계 | 급탕기기 | 공급기기 | 전기온수기 | 기기번호
GR의사결정 | 기계 | 급탕기기 | 공급기기 | 전기온수기 | 하자사항 | 발생유무
GR의사결정 | 기계 | 급탕기기 | 공급기기 | 전기온수기 | 하자사항 | 현황설명
GR의사결정 | 기계 | 급탕기기 | 공급기기 | 전기온수기 | 하자사항 | 첨부사진
GR의사결정 | 기계 | 급탕기기 | 공급기기 | 전기온수기 | 개선여부 | 필요
GR의사결정 | 기계 | 급탕기기 | 공급기기 | 전기온수기 | 개선여부 | 불필요
GR의사결정 | 기계 | 급탕기기 | 공급기기 | 전기온수기 | 외관상태 | 우수
GR의사결정 | 기계 | 급탕기기 | 공급기기 | 전기온수기 | 외관상태 | 보통
GR의사결정 | 기계 | 급탕기기 | 공급기기 | 전기온수기 | 외관상태 | 불량
GR의사결정 | 기계 | 급탕기기 | 공급기기 | 전기온수기 | 단열/방음조치상태 | 우수
GR의사결정 | 기계 | 급탕기기 | 공급기기 | 전기온수기 | 단열/방음조치상태 | 보통
GR의사결정 | 기계 | 급탕기기 | 공급기기 | 전기온수기 | 단열/방음조치상태 | 불량
GR의사결정 | 기계 | 급탕기기 | 공급기기 | 전기온수기 | 진동/소음정도 | 우수
GR의사결정 | 기계 | 급탕기기 | 공급기기 | 전기온수기 | 진동/소음정도 | 보통
GR의사결정 | 기계 | 급탕기기 | 공급기기 | 전기온수기 | 진동/소음정도 | 불량
GR의사결정 | 기계 | 급탕기기 | 공급기기 | 전기온수기 | 고정부결합상태 | 우수
GR의사결정 | 기계 | 급탕기기 | 공급기기 | 전기온수기 | 고정부결합상태 | 보통
GR의사결정 | 기계 | 급탕기기 | 공급기기 | 전기온수기 | 고정부결합상태 | 불량
GR의사결정 | 기계 | 급탕기기 | 공급기기 | 전기온수기 | 설비표면누수유무 | 우수
GR의사결정 | 기계 | 급탕기기 | 공급기기 | 전기온수기 | 설비표면누수유무 | 보통
GR의사결정 | 기계 | 급탕기기 | 공급기기 | 전기온수기 | 설비표면누수유무 | 불량
GR의사결정 | 기계 | 급탕기기 | 공급기기 | 기타 | 기기번호
GR의사결정 | 기계 | 급탕기기 | 공급기기 | 기타 | 하자사항 | 발생유무
GR의사결정 | 기계 | 급탕기기 | 공급기기 | 기타 | 하자사항 | 현황설명
GR의사결정 | 기계 | 급탕기기 | 공급기기 | 기타 | 하자사항 | 첨부사진
GR의사결정 | 기계 | 급탕기기 | 공급기기 | 기타 | 개선여부 | 필요
GR의사결정 | 기계 | 급탕기기 | 공급기기 | 기타 | 개선여부 | 불필요
GR의사결정 | 기계 | 급탕기기 | 공급기기 | 기타 | 외관상태 | 우수
GR의사결정 | 기계 | 급탕기기 | 공급기기 | 기타 | 외관상태 | 보통
GR의사결정 | 기계 | 급탕기기 | 공급기기 | 기타 | 외관상태 | 불량
GR의사결정 | 기계 | 급탕기기 | 공급기기 | 기타 | 단열/방음조치상태 | 우수
GR의사결정 | 기계 | 급탕기기 | 공급기기 | 기타 | 단열/방음조치상태 | 보통
GR의사결정 | 기계 | 급탕기기 | 공급기기 | 기타 | 단열/방음조치상태 | 불량
GR의사결정 | 기계 | 급탕기기 | 공급기기 | 기타 | 진동/소음정도 | 우수
GR의사결정 | 기계 | 급탕기기 | 공급기기 | 기타 | 진동/소음정도 | 보통
GR의사결정 | 기계 | 급탕기기 | 공급기기 | 기타 | 진동/소음정도 | 불량
GR의사결정 | 기계 | 급탕기기 | 공급기기 | 기타 | 고정부결합상태 | 우수
GR의사결정 | 기계 | 급탕기기 | 공급기기 | 기타 | 고정부결합상태 | 보통
GR의사결정 | 기계 | 급탕기기 | 공급기기 | 기타 | 고정부결합상태 | 불량
GR의사결정 | 기계 | 급탕기기 | 공급기기 | 기타 | 설비표면누수유무 | 우수
GR의사결정 | 기계 | 급탕기기 | 공급기기 | 기타 | 설비표면누수유무 | 보통
GR의사결정 | 기계 | 급탕기기 | 공급기기 | 기타 | 설비표면누수유무 | 불량
GR의사결정 | 기계 | 환기기기 | 전열교환기 | 전열교환기설치가능여부
GR의사결정 | 기계 | 환기기기 | 전열교환기 | 기기번호
GR의사결정 | 기계 | 환기기기 | 전열교환기 | 하자사항 | 발생유무
GR의사결정 | 기계 | 환기기기 | 전열교환기 | 하자사항 | 현황설명
GR의사결정 | 기계 | 환기기기 | 전열교환기 | 하자사항 | 첨부사진
GR의사결정 | 기계 | 환기기기 | 전열교환기 | 개선여부 | 필요
GR의사결정 | 기계 | 환기기기 | 전열교환기 | 개선여부 | 불필요
GR의사결정 | 기계 | 환기기기 | 전열교환기 | 외관상태 | 우수
GR의사결정 | 기계 | 환기기기 | 전열교환기 | 외관상태 | 보통
GR의사결정 | 기계 | 환기기기 | 전열교환기 | 외관상태 | 불량
GR의사결정 | 기계 | 환기기기 | 전열교환기 | 단열/방음조치상태 | 우수
GR의사결정 | 기계 | 환기기기 | 전열교환기 | 단열/방음조치상태 | 보통
GR의사결정 | 기계 | 환기기기 | 전열교환기 | 단열/방음조치상태 | 불량
GR의사결정 | 기계 | 환기기기 | 전열교환기 | 진동/소음정도 | 우수
GR의사결정 | 기계 | 환기기기 | 전열교환기 | 진동/소음정도 | 보통
GR의사결정 | 기계 | 환기기기 | 전열교환기 | 진동/소음정도 | 불량
GR의사결정 | 기계 | 환기기기 | 전열교환기 | 고정부결합상태 | 우수
GR의사결정 | 기계 | 환기기기 | 전열교환기 | 고정부결합상태 | 보통
GR의사결정 | 기계 | 환기기기 | 전열교환기 | 고정부결합상태 | 불량
GR의사결정 | 기계 | 환기기기 | 전열교환기 | 설비표면누수유무 | 우수
GR의사결정 | 기계 | 환기기기 | 전열교환기 | 설비표면누수유무 | 보통
GR의사결정 | 기계 | 환기기기 | 전열교환기 | 설비표면누수유무 | 불량
GR의사결정 | 기계 | 환기기기 | 공조기/배기팬 | 기기번호
GR의사결정 | 기계 | 환기기기 | 공조기/배기팬 | 하자사항 | 발생유무
GR의사결정 | 기계 | 환기기기 | 공조기/배기팬 | 하자사항 | 현황설명
GR의사결정 | 기계 | 환기기기 | 공조기/배기팬 | 하자사항 | 첨부사진
GR의사결정 | 기계 | 환기기기 | 공조기/배기팬 | 개선여부 | 필요
GR의사결정 | 기계 | 환기기기 | 공조기/배기팬 | 개선여부 | 불필요
GR의사결정 | 기계 | 환기기기 | 공조기/배기팬 | 기계실노출(배관/덕트) | 외관상태 | 우수
GR의사결정 | 기계 | 환기기기 | 공조기/배기팬 | 기계실노출(배관/덕트) | 외관상태 | 보통
GR의사결정 | 기계 | 환기기기 | 공조기/배기팬 | 기계실노출(배관/덕트) | 외관상태 | 불량
GR의사결정 | 기계 | 환기기기 | 공조기/배기팬 | 기계실노출(배관/덕트) | 단열/방음조치상태 | 우수
GR의사결정 | 기계 | 환기기기 | 공조기/배기팬 | 기계실노출(배관/덕트) | 단열/방음조치상태 | 보통
GR의사결정 | 기계 | 환기기기 | 공조기/배기팬 | 기계실노출(배관/덕트) | 단열/방음조치상태 | 불량
GR의사결정 | 기계 | 환기기기 | 공조기/배기팬 | 기계실노출(배관/덕트) | 진동/소음정도 | 우수
GR의사결정 | 기계 | 환기기기 | 공조기/배기팬 | 기계실노출(배관/덕트) | 진동/소음정도 | 보통
GR의사결정 | 기계 | 환기기기 | 공조기/배기팬 | 기계실노출(배관/덕트) | 진동/소음정도 | 불량
GR의사결정 | 기계 | 환기기기 | 공조기/배기팬 | 기계실노출(배관/덕트) | 고정부결합상태 | 우수
GR의사결정 | 기계 | 환기기기 | 공조기/배기팬 | 기계실노출(배관/덕트) | 고정부결합상태 | 보통
GR의사결정 | 기계 | 환기기기 | 공조기/배기팬 | 기계실노출(배관/덕트) | 고정부결합상태 | 불량
GR의사결정 | 기계 | 환기기기 | 공조기/배기팬 | 기계실노출(배관/덕트) | 설비표면누수유무 | 우수
GR의사결정 | 기계 | 환기기기 | 공조기/배기팬 | 기계실노출(배관/덕트) | 설비표면누수유무 | 보통
GR의사결정 | 기계 | 환기기기 | 공조기/배기팬 | 기계실노출(배관/덕트) | 설비표면누수유무 | 불량
GR의사결정 | 기계 | 환기기기 | 공조기/배기팬 | 메인공조설비(공조기) | 외관상태 | 우수
GR의사결정 | 기계 | 환기기기 | 공조기/배기팬 | 메인공조설비(공조기) | 외관상태 | 보통
GR의사결정 | 기계 | 환기기기 | 공조기/배기팬 | 메인공조설비(공조기) | 외관상태 | 불량
GR의사결정 | 기계 | 환기기기 | 공조기/배기팬 | 메인공조설비(공조기) | 단열/방음조치상태 | 우수
GR의사결정 | 기계 | 환기기기 | 공조기/배기팬 | 메인공조설비(공조기) | 단열/방음조치상태 | 보통
GR의사결정 | 기계 | 환기기기 | 공조기/배기팬 | 메인공조설비(공조기) | 단열/방음조치상태 | 불량
GR의사결정 | 기계 | 환기기기 | 공조기/배기팬 | 메인공조설비(공조기) | 진동/소음정도 | 우수
GR의사결정 | 기계 | 환기기기 | 공조기/배기팬 | 메인공조설비(공조기) | 진동/소음정도 | 보통
GR의사결정 | 기계 | 환기기기 | 공조기/배기팬 | 메인공조설비(공조기) | 진동/소음정도 | 불량
GR의사결정 | 기계 | 환기기기 | 공조기/배기팬 | 메인공조설비(공조기) | 고정부결합상태 | 우수
GR의사결정 | 기계 | 환기기기 | 공조기/배기팬 | 메인공조설비(공조기) | 고정부결합상태 | 보통
GR의사결정 | 기계 | 환기기기 | 공조기/배기팬 | 메인공조설비(공조기) | 고정부결합상태 | 불량
GR의사결정 | 기계 | 환기기기 | 공조기/배기팬 | 메인공조설비(공조기) | 설비표면누수유무 | 우수
GR의사결정 | 기계 | 환기기기 | 공조기/배기팬 | 메인공조설비(공조기) | 설비표면누수유무 | 보통
GR의사결정 | 기계 | 환기기기 | 공조기/배기팬 | 메인공조설비(공조기) | 설비표면누수유무 | 불량
GR의사결정 | 기계 | 환기기기 | 공조기/배기팬 | 실내공조유니트(컨벡터,팬코일) | 외관상태 | 우수
GR의사결정 | 기계 | 환기기기 | 공조기/배기팬 | 실내공조유니트(컨벡터,팬코일) | 외관상태 | 보통
GR의사결정 | 기계 | 환기기기 | 공조기/배기팬 | 실내공조유니트(컨벡터,팬코일) | 외관상태 | 불량
GR의사결정 | 기계 | 환기기기 | 공조기/배기팬 | 실내공조유니트(컨벡터,팬코일) | 단열/방음조치상태 | 우수
GR의사결정 | 기계 | 환기기기 | 공조기/배기팬 | 실내공조유니트(컨벡터,팬코일) | 단열/방음조치상태 | 보통
GR의사결정 | 기계 | 환기기기 | 공조기/배기팬 | 실내공조유니트(컨벡터,팬코일) | 단열/방음조치상태 | 불량
GR의사결정 | 기계 | 환기기기 | 공조기/배기팬 | 실내공조유니트(컨벡터,팬코일) | 진동/소음정도 | 우수
GR의사결정 | 기계 | 환기기기 | 공조기/배기팬 | 실내공조유니트(컨벡터,팬코일) | 진동/소음정도 | 보통
GR의사결정 | 기계 | 환기기기 | 공조기/배기팬 | 실내공조유니트(컨벡터,팬코일) | 진동/소음정도 | 불량
GR의사결정 | 기계 | 환기기기 | 공조기/배기팬 | 실내공조유니트(컨벡터,팬코일) | 고정부결합상태 | 우수
GR의사결정 | 기계 | 환기기기 | 공조기/배기팬 | 실내공조유니트(컨벡터,팬코일) | 고정부결합상태 | 보통
GR의사결정 | 기계 | 환기기기 | 공조기/배기팬 | 실내공조유니트(컨벡터,팬코일) | 고정부결합상태 | 불량
GR의사결정 | 기계 | 환기기기 | 공조기/배기팬 | 실내공조유니트(컨벡터,팬코일) | 설비표면누수유무 | 우수
GR의사결정 | 기계 | 환기기기 | 공조기/배기팬 | 실내공조유니트(컨벡터,팬코일) | 설비표면누수유무 | 보통
GR의사결정 | 기계 | 환기기기 | 공조기/배기팬 | 실내공조유니트(컨벡터,팬코일) | 설비표면누수유무 | 불량
GR의사결정 | 기계 | 환기기기 | 공조기/배기팬 | 실내노출(배관/덕트) | 외관상태 | 우수
GR의사결정 | 기계 | 환기기기 | 공조기/배기팬 | 실내노출(배관/덕트) | 외관상태 | 보통
GR의사결정 | 기계 | 환기기기 | 공조기/배기팬 | 실내노출(배관/덕트) | 외관상태 | 불량
GR의사결정 | 기계 | 환기기기 | 공조기/배기팬 | 실내노출(배관/덕트) | 단열/방음조치상태 | 우수
GR의사결정 | 기계 | 환기기기 | 공조기/배기팬 | 실내노출(배관/덕트) | 단열/방음조치상태 | 보통
GR의사결정 | 기계 | 환기기기 | 공조기/배기팬 | 실내노출(배관/덕트) | 단열/방음조치상태 | 불량
GR의사결정 | 기계 | 환기기기 | 공조기/배기팬 | 실내노출(배관/덕트) | 진동/소음정도 | 우수
GR의사결정 | 기계 | 환기기기 | 공조기/배기팬 | 실내노출(배관/덕트) | 진동/소음정도 | 보통
GR의사결정 | 기계 | 환기기기 | 공조기/배기팬 | 실내노출(배관/덕트) | 진동/소음정도 | 불량
GR의사결정 | 기계 | 환기기기 | 공조기/배기팬 | 실내노출(배관/덕트) | 고정부결합상태 | 우수
GR의사결정 | 기계 | 환기기기 | 공조기/배기팬 | 실내노출(배관/덕트) | 고정부결합상태 | 보통
GR의사결정 | 기계 | 환기기기 | 공조기/배기팬 | 실내노출(배관/덕트) | 고정부결합상태 | 불량
GR의사결정 | 기계 | 환기기기 | 공조기/배기팬 | 실내노출(배관/덕트) | 설비표면누수유무 | 우수
GR의사결정 | 기계 | 환기기기 | 공조기/배기팬 | 실내노출(배관/덕트) | 설비표면누수유무 | 보통
GR의사결정 | 기계 | 환기기기 | 공조기/배기팬 | 실내노출(배관/덕트) | 설비표면누수유무 | 불량
GR의사결정 | 전기 | 조명기기 | 기기번호
GR의사결정 | 전기 | 조명기기 | 하자사항 | 발생유무
GR의사결정 | 전기 | 조명기기 | 하자사항 | 현황설명
GR의사결정 | 전기 | 조명기기 | 하자사항 | 첨부사진
GR의사결정 | 전기 | 조명기기 | 개선여부 | 필요
GR의사결정 | 전기 | 조명기기 | 개선여부 | 불필요
GR의사결정 | 신재생에너지 | 태양광 | 기기번호
GR의사결정 | 신재생에너지 | 태양광 | 하자사항 | 발생유무
GR의사결정 | 신재생에너지 | 태양광 | 하자사항 | 현황설명
GR의사결정 | 신재생에너지 | 태양광 | 하자사항 | 첨부사진
GR의사결정 | 신재생에너지 | 태양광 | 개선여부 | 필요
GR의사결정 | 신재생에너지 | 태양광 | 개선여부 | 불필요
GR의사결정 | 신재생에너지 | 태양광 | 설치고려항목 | 태양광설치가능여부
GR의사결정 | 신재생에너지 | 태양광 | 설치고려항목 | 태양광음영영향여부
GR의사결정 | 신재생에너지 | 태양광 | 설치고려항목 | 태양광설치가능최대면적 | 옥상
GR의사결정 | 신재생에너지 | 태양광 | 설치고려항목 | 태양광설치가능최대면적 | 옥외
GR의사결정 | 신재생에너지 | 태양열 | 기기번호
GR의사결정 | 신재생에너지 | 태양열 | 하자사항 | 발생유무
GR의사결정 | 신재생에너지 | 태양열 | 하자사항 | 현황설명
GR의사결정 | 신재생에너지 | 태양열 | 하자사항 | 첨부사진
GR의사결정 | 신재생에너지 | 태양열 | 개선여부 | 필요
GR의사결정 | 신재생에너지 | 태양열 | 개선여부 | 불필요
GR의사결정 | 신재생에너지 | 지열 | 기기번호
GR의사결정 | 신재생에너지 | 지열 | 하자사항 | 발생유무
GR의사결정 | 신재생에너지 | 지열 | 하자사항 | 현황설명
GR의사결정 | 신재생에너지 | 지열 | 하자사항 | 첨부사진
GR의사결정 | 신재생에너지 | 지열 | 개선여부 | 필요
GR의사결정 | 신재생에너지 | 지열 | 개선여부 | 불필요
GR의사결정 | 신재생에너지 | 기타 | 기기번호
GR의사결정 | 신재생에너지 | 기타 | 하자사항 | 발생유무
GR의사결정 | 신재생에너지 | 기타 | 하자사항 | 현황설명
GR의사결정 | 신재생에너지 | 기타 | 하자사항 | 첨부사진
GR의사결정 | 신재생에너지 | 기타 | 개선여부 | 필요
GR의사결정 | 신재생에너지 | 기타 | 개선여부 | 불필요
GR의사결정 | BEMS | 중앙모니터링 | 기기번호
GR의사결정 | BEMS | 중앙모니터링 | 하자사항 | 발생유무
GR의사결정 | BEMS | 중앙모니터링 | 하자사항 | 현황설명
GR의사결정 | BEMS | 중앙모니터링 | 하자사항 | 첨부사진
GR의사결정 | BEMS | 중앙모니터링 | 개선여부 | 필요
GR의사결정 | BEMS | 중앙모니터링 | 개선여부 | 불필요
GR의사결정 | BEMS | 원격검침 | 기기번호
GR의사결정 | BEMS | 원격검침 | 하자사항 | 발생유무
GR의사결정 | BEMS | 원격검침 | 하자사항 | 현황설명
GR의사결정 | BEMS | 원격검침 | 하자사항 | 첨부사진
GR의사결정 | BEMS | 원격검침 | 개선여부 | 필요
GR의사결정 | BEMS | 원격검침 | 개선여부 | 불필요
GR의사결정 | 석면 | 육안조사(전문 석면조사 미수행시) | 개선여부 | 필요
GR의사결정 | 석면 | 육안조사(전문 석면조사 미수행시) | 개선여부 | 불필요
GR의사결정 | 석면 | 육안조사(전문 석면조사 미수행시) | 석면의심건축자재위치 | 동
GR의사결정 | 석면 | 육안조사(전문 석면조사 미수행시) | 석면의심건축자재위치 | 층
GR의사결정 | 석면 | 육안조사(전문 석면조사 미수행시) | 석면의심건축자재위치 | 실명
GR의사결정 | 석면 | 육안조사(전문 석면조사 미수행시) | 석면의심건축자재위치 | 부위
GR의사결정 | 석면 | 육안조사(전문 석면조사 미수행시) | 석면의심건축자재위치 | 첨부사진
GR수집문서 | 첨부파일 | 청문지
GR수집문서 | 첨부파일 | 설문지
GR수집문서 | 첨부파일 | 현장조사체크리스트

## 피벗 (hidden)
행 레이블
건물기초정보
건물정보
건물명
지역
용도
준공연도
높이
개보수이력사항
기타사항
건물사진
운영정보
건물운영시간
재실자현황
보유자료
에너지진단
에너지원
시스템정보
기타사항
건물성능정보
GR기초정보
GR의사결정
건축
외벽
개선여부 | 건물관ㄹ
불필요
필요
노후도평가
보통
불량
양호
부위번호
외단열
불가능사유
시공가능여부
하자사항
첨부사진
하자내용
하자부위 및 마감
하자유무
지붕
최하층바닥
창호
출입문/발코니
내벽
천장
기계
전기
신재생에너지
BEMS
석면
육안조사(전문 석면조사 미수행시)
개선여부
불필요
필요
석면의심건축자재위치
동
부위
실명
첨부사진
층
GR사업수집파일
총합계

## 국내스키마 정리(230413)_kor
LEVEL 0 | LEVEL 0 | LEVEL 1 | LEVEL 2 | LEVEL 3 | LEVEL 4 | LEVEL 5 | LEVEL 6 | LEVEL 7
LEVEL 0: Module 1. General Information; LEVEL 0: 일반정보; LEVEL 1: 기초정보; LEVEL 2: 건물명 |  | 업로드파일 필요 |  | 건물기초정보 | 건물관련 | 객관적 | 건물기본개요 및 운영정보 수집
LEVEL 0: Module 1. General Information; LEVEL 0: 일반정보; LEVEL 1: 기초정보; LEVEL 2: 지역; LEVEL 3: 도/시 |  | 별도분류체계 생성필요 |  | 건물성능정보 | 건물관련 | 객관적 | 건축/기계 등 고유의 사양 수집
LEVEL 0: Module 1. General Information; LEVEL 0: 일반정보; LEVEL 1: 기초정보; LEVEL 2: 지역; LEVEL 3: 시/군/구 |  |  |  | GR기초정보 | 사업관련 | - | 건축물관리자 의도 개입 및 GR 정보수 집
LEVEL 0: Module 1. General Information; LEVEL 0: 일반정보; LEVEL 1: 기초정보; LEVEL 2: 용도 |  |  |  | GR의사결정 | 사업관련 | 주관적 | 에너지진단자 의도 개입 및 각 항목별 개선여부 판단
Module 1. General Information | 일반정보 | 기초정보 | 준공연도 | 연
Module 1. General Information | 일반정보 | 기초정보 | 준공연도 | 월
Module 1. General Information | 일반정보 | 기초정보 | 높이 | 층고
Module 1. General Information | 일반정보 | 기초정보 | 높이 | 천장고
Module 1. General Information | 일반정보 | 기초정보 | 개보수이력사항 | 수선시기
Module 1. General Information | 일반정보 | 기초정보 | 개보수이력사항 | 수선내용
Module 1. General Information | 일반정보 | 기초정보 | 개보수이력사항 | 첨부문서
Module 1. General Information | 일반정보 | 기초정보 | 기타사항 | 인접대지경계선까지 거리가 1.5m이하인 외벽 | 존재유무
Module 1. General Information | 일반정보 | 기초정보 | 기타사항 | 인접대지경계선까지 거리가 1.5m이하인 외벽 | 해당 외벽 창호 유무
Module 1. General Information | 일반정보 | 기초정보 | 기타사항 | 당해 건물 외벽 2m이내 주택 | 존재유무
Module 1. General Information | 일반정보 | 기초정보 | 기타사항 | 당해 건물 외벽 2m이내 주택 | 해당 외벽 창호 유무
Module 1. General Information | 일반정보 | 기초정보 | 기타사항 | 원형창호 | 존재유무
Module 1. General Information | 일반정보 | 기초정보 | 기타사항 | 커튼월스팬드럴 | 존재유무
Module 1. General Information | 일반정보 | 기초정보 | 기타사항 | 공급전력
Module 1. General Information | 일반정보 | 건물사진 | 외부 | 정면
Module 1. General Information | 일반정보 | 건물사진 | 외부 | 우측면
Module 1. General Information | 일반정보 | 건물사진 | 외부 | 배면
Module 1. General Information | 일반정보 | 건물사진 | 외부 | 좌측면
Module 1. General Information | 일반정보 | 건물사진 | 내부 | 실명
Module 1. General Information | 일반정보 | 건물사진 | 내부 | 첨부사진
Module 2. Operation and Energy Information | 운영및에너지정보 | 운영정보 | 건물운영시간 | 주중 | 사용시간 | 시작시간
Module 2. Operation and Energy Information | 운영및에너지정보 | 운영정보 | 건물운영시간 | 주중 | 사용시간 | 종료시간
Module 2. Operation and Energy Information | 운영및에너지정보 | 운영정보 | 건물운영시간 | 주중 | 특이사항
Module 2. Operation and Energy Information | 운영및에너지정보 | 운영정보 | 건물운영시간 | 주말 | 사용시간 | 시작시간
Module 2. Operation and Energy Information | 운영및에너지정보 | 운영정보 | 건물운영시간 | 주말 | 사용시간 | 종료시간
Module 2. Operation and Energy Information | 운영및에너지정보 | 운영정보 | 건물운영시간 | 주말 | 특이사항
Module 2. Operation and Energy Information | 운영및에너지정보 | 운영정보 | 재실자 | 고정근무자 | 인원수
Module 2. Operation and Energy Information | 운영및에너지정보 | 운영정보 | 재실자 | 고정근무자 | 근무시간 | 시작시간
Module 2. Operation and Energy Information | 운영및에너지정보 | 운영정보 | 재실자 | 고정근무자 | 근무시간 | 종료시간
Module 2. Operation and Energy Information | 운영및에너지정보 | 운영정보 | 재실자 | 고정근무자 | 재실패턴 | 상시재실
Module 2. Operation and Energy Information | 운영및에너지정보 | 운영정보 | 재실자 | 고정근무자 | 재실패턴 | 잦은외근
Module 2. Operation and Energy Information | 운영및에너지정보 | 운영정보 | 재실자 | 고정근무자 | 재실패턴 | 장기부재
Module 2. Operation and Energy Information | 운영및에너지정보 | 운영정보 | 재실자 | 고정근무자 | 재실패턴 | 기타
Module 2. Operation and Energy Information | 운영및에너지정보 | 운영정보 | 재실자 | 외부출입자 | 인원수(인/Day)
Module 2. Operation and Energy Information | 운영및에너지정보 | 에너지정보 | 에너지진단데이터 | 실시여부
Module 2. Operation and Energy Information | 운영및에너지정보 | 에너지정보 | 에너지진단데이터 | 에너지진단보고서 | 보유유무
Module 2. Operation and Energy Information | 운영및에너지정보 | 에너지정보 | 에너지진단데이터 | 에너지진단보고서 | 보유형태 | 전자문서
Module 2. Operation and Energy Information | 운영및에너지정보 | 에너지정보 | 에너지진단데이터 | 에너지진단보고서 | 보유형태 | 종이문서
Module 2. Operation and Energy Information | 운영및에너지정보 | 에너지정보 | 에너지진단데이터 | 에너지진단보고서 | 보유형태 | 기타
Module 2. Operation and Energy Information | 운영및에너지정보 | 에너지정보 | 에너지진단데이터 | 에너지진단보고서 | 첨부파일
Module 2. Operation and Energy Information | 운영및에너지정보 | 에너지정보 | 에너지원 | 종류 | 전기
Module 2. Operation and Energy Information | 운영및에너지정보 | 에너지정보 | 에너지원 | 종류 | 가스
Module 2. Operation and Energy Information | 운영및에너지정보 | 에너지정보 | 에너지원 | 종류 | 유류
Module 2. Operation and Energy Information | 운영및에너지정보 | 에너지정보 | 에너지원 | 종류 | 기타
Module 2. Operation and Energy Information | 운영및에너지정보 | 에너지정보 | 에너지원 | 에너지사용량(3개년) | 제공가능여부
Module 2. Operation and Energy Information | 운영및에너지정보 | 에너지정보 | 에너지원 | 에너지사용량(3개년) | 첨부파일
Module 2. Operation and Energy Information | 운영및에너지정보 | 에너지정보 | 온라인시스템정보 | 한국전력 | 고객번호
Module 2. Operation and Energy Information | 운영및에너지정보 | 에너지정보 | 온라인시스템정보 | 한국전력 | 비밀번호
Module 2. Operation and Energy Information | 운영및에너지정보 | 에너지정보 | 온라인시스템정보 | 공공건축물관리시스템 | 인지여부
Module 2. Operation and Energy Information | 운영및에너지정보 | 에너지정보 | 온라인시스템정보 | 공공건축물관리시스템 | ID/PW인지여부
Module 2. Operation and Energy Information | 운영및에너지정보 | 에너지정보 | 기타사항 | 실별온도조절가능여부
Module 3. Building Description and Characteristic | 건축성능및설비사양 | 건축 | 외피개요 | 준공기준 주요부위 열관류율(W/㎡K) | 지역구분
Module 3. Building Description and Characteristic | 건축성능및설비사양 | 건축 | 외피개요 | 준공기준 주요부위 열관류율(W/㎡K) | 외벽
Module 3. Building Description and Characteristic | 건축성능및설비사양 | 건축 | 외피개요 | 준공기준 주요부위 열관류율(W/㎡K) | 최상층지붕
Module 3. Building Description and Characteristic | 건축성능및설비사양 | 건축 | 외피개요 | 준공기준 주요부위 열관류율(W/㎡K) | 최하층바닥
Module 3. Building Description and Characteristic | 건축성능및설비사양 | 건축 | 외피개요 | 준공기준 주요부위 열관류율(W/㎡K) | 창호
Module 3. Building Description and Characteristic | 건축성능및설비사양 | 건축 | 외피개요 | 단열시공방법 | 내단열
Module 3. Building Description and Characteristic | 건축성능및설비사양 | 건축 | 외피개요 | 단열시공방법 | 외단열
Module 3. Building Description and Characteristic | 건축성능및설비사양 | 건축 | 외피개요 | 단열시공방법 | 중단열
Module 3. Building Description and Characteristic | 건축성능및설비사양 | 건축 | 외피개요 | 단열시공방법 | 기타
LEVEL 0: Module 3. Building Description and Characteristic; LEVEL 0: 건축성능및설비사양; LEVEL 1: 건축; LEVEL 2: 외벽; LEVEL 3: 부위번호 | 부위번호를 추가하여 형별 구분
Module 3. Building Description and Characteristic | 건축성능및설비사양 | 건축 | 외벽 | 부위위치
Module 3. Building Description and Characteristic | 건축성능및설비사양 | 건축 | 외벽 | 마감 | 종류
Module 3. Building Description and Characteristic | 건축성능및설비사양 | 건축 | 외벽 | 마감 | 근거자료 | 도면
Module 3. Building Description and Characteristic | 건축성능및설비사양 | 건축 | 외벽 | 마감 | 근거자료 | 육안
Module 3. Building Description and Characteristic | 건축성능및설비사양 | 건축 | 외벽 | 마감 | 근거자료 | 미확인 |  |  |  | 부위번호 추가하고 구성 재정리
Module 3. Building Description and Characteristic | 건축성능및설비사양 | 건축 | 외벽 | 단열성능 | 종류
Module 3. Building Description and Characteristic | 건축성능및설비사양 | 건축 | 외벽 | 단열성능 | 근거자료 | 도면
Module 3. Building Description and Characteristic | 건축성능및설비사양 | 건축 | 외벽 | 단열성능 | 근거자료 | 육안
Module 3. Building Description and Characteristic | 건축성능및설비사양 | 건축 | 외벽 | 단열성능 | 근거자료 | 미확인
Module 3. Building Description and Characteristic | 건축성능및설비사양 | 건축 | 외벽 | 단열성능 | 열관류율(W/㎡K)
Module 3. Building Description and Characteristic | 건축성능및설비사양 | 건축 | 지붕 | 부위번호
Module 3. Building Description and Characteristic | 건축성능및설비사양 | 건축 | 지붕 | 부위위치
Module 3. Building Description and Characteristic | 건축성능및설비사양 | 건축 | 지붕 | 마감 | 종류
Module 3. Building Description and Characteristic | 건축성능및설비사양 | 건축 | 지붕 | 마감 | 근거자료 | 도면
Module 3. Building Description and Characteristic | 건축성능및설비사양 | 건축 | 지붕 | 마감 | 근거자료 | 육안
Module 3. Building Description and Characteristic | 건축성능및설비사양 | 건축 | 지붕 | 마감 | 근거자료 | 미확인
Module 3. Building Description and Characteristic | 건축성능및설비사양 | 건축 | 지붕 | 단열성능 | 종류
Module 3. Building Description and Characteristic | 건축성능및설비사양 | 건축 | 지붕 | 단열성능 | 근거자료 | 도면
Module 3. Building Description and Characteristic | 건축성능및설비사양 | 건축 | 지붕 | 단열성능 | 근거자료 | 육안
Module 3. Building Description and Characteristic | 건축성능및설비사양 | 건축 | 지붕 | 단열성능 | 근거자료 | 미확인
Module 3. Building Description and Characteristic | 건축성능및설비사양 | 건축 | 지붕 | 단열성능 | 열관류율(W/㎡K)
Module 3. Building Description and Characteristic | 건축성능및설비사양 | 건축 | 최하층바닥 | 부위번호
Module 3. Building Description and Characteristic | 건축성능및설비사양 | 건축 | 최하층바닥 | 부위위치
Module 3. Building Description and Characteristic | 건축성능및설비사양 | 건축 | 최하층바닥 | 단열재위치 | 지하층
Module 3. Building Description and Characteristic | 건축성능및설비사양 | 건축 | 최하층바닥 | 단열재위치 | 필로티
Module 3. Building Description and Characteristic | 건축성능및설비사양 | 건축 | 최하층바닥 | 단열성능 | 종류
Module 3. Building Description and Characteristic | 건축성능및설비사양 | 건축 | 최하층바닥 | 단열성능 | 근거자료 | 도면
Module 3. Building Description and Characteristic | 건축성능및설비사양 | 건축 | 최하층바닥 | 단열성능 | 근거자료 | 육안
Module 3. Building Description and Characteristic | 건축성능및설비사양 | 건축 | 최하층바닥 | 단열성능 | 근거자료 | 미확인
Module 3. Building Description and Characteristic | 건축성능및설비사양 | 건축 | 최하층바닥 | 단열성능 | 열관류율(W/㎡K)
Module 3. Building Description and Characteristic | 건축성능및설비사양 | 건축 | 창호 | 부위번호
Module 3. Building Description and Characteristic | 건축성능및설비사양 | 건축 | 창호 | 위치 | 층
Module 3. Building Description and Characteristic | 건축성능및설비사양 | 건축 | 창호 | 위치 | 실
Module 3. Building Description and Characteristic | 건축성능및설비사양 | 건축 | 창호 | 형태 | 단창
Module 3. Building Description and Characteristic | 건축성능및설비사양 | 건축 | 창호 | 형태 | 복층창
Module 3. Building Description and Characteristic | 건축성능및설비사양 | 건축 | 창호 | 형태 | 기타
Module 3. Building Description and Characteristic | 건축성능및설비사양 | 건축 | 창호 | 프레임재질 | 금속
Module 3. Building Description and Characteristic | 건축성능및설비사양 | 건축 | 창호 | 프레임재질 | 플라스틱
Module 3. Building Description and Characteristic | 건축성능및설비사양 | 건축 | 창호 | 프레임재질 | 목재
Module 3. Building Description and Characteristic | 건축성능및설비사양 | 건축 | 창호 | 프레임재질 | 기타
Module 3. Building Description and Characteristic | 건축성능및설비사양 | 건축 | 창호 | 단열성능 | SHGC
Module 3. Building Description and Characteristic | 건축성능및설비사양 | 건축 | 창호 | 단열성능 | 유리/공기층구성
Module 3. Building Description and Characteristic | 건축성능및설비사양 | 건축 | 창호 | 단열성능 | Low-e여부
Module 3. Building Description and Characteristic | 건축성능및설비사양 | 건축 | 창호 | 단열성능 | 열관류율(W/㎡K) |  |  |  |  | 생성
Module 3. Building Description and Characteristic | 건축성능및설비사양 | 건축 | 출입문/발코니 | 부위번호
Module 3. Building Description and Characteristic | 건축성능및설비사양 | 건축 | 출입문/발코니 | 부위 | 층
Module 3. Building Description and Characteristic | 건축성능및설비사양 | 건축 | 출입문/발코니 | 부위 | 실
Module 3. Building Description and Characteristic | 건축성능및설비사양 | 건축 | 출입문/발코니 | 종류 | 자동문
Module 3. Building Description and Characteristic | 건축성능및설비사양 | 건축 | 출입문/발코니 | 종류 | 미서기
Module 3. Building Description and Characteristic | 건축성능및설비사양 | 건축 | 출입문/발코니 | 종류 | 기타
Module 3. Building Description and Characteristic | 건축성능및설비사양 | 건축 | 출입문/발코니 | 방풍구조유무
Module 3. Building Description and Characteristic | 건축성능및설비사양 | 건축 | 출입문/발코니 | 프레임재질 | 금속
Module 3. Building Description and Characteristic | 건축성능및설비사양 | 건축 | 출입문/발코니 | 프레임재질 | 플라스틱
Module 3. Building Description and Characteristic | 건축성능및설비사양 | 건축 | 출입문/발코니 | 프레임재질 | 목재
Module 3. Building Description and Characteristic | 건축성능및설비사양 | 건축 | 출입문/발코니 | 프레임재질 | 기타
Module 3. Building Description and Characteristic | 건축성능및설비사양 | 건축 | 출입문/발코니 | 단열성능 | SHGC |  |  |  |  | 단열성능 창과 동일하게 구성
Module 3. Building Description and Characteristic | 건축성능및설비사양 | 건축 | 출입문/발코니 | 단열성능 | 유리/공기층구성
Module 3. Building Description and Characteristic | 건축성능및설비사양 | 건축 | 출입문/발코니 | 단열성능 | Low-e여부
Module 3. Building Description and Characteristic | 건축성능및설비사양 | 건축 | 출입문/발코니 | 단열성능 | 열관류율(W/㎡K)
Module 3. Building Description and Characteristic | 건축성능및설비사양 | 기계 | 난방기기 | 열원기기 | 보일러 | 기기번호 |  |  |  | 열원기기 기기들은 국내에서 주로 사용되는 기기 위주로 구성
Module 3. Building Description and Characteristic | 건축성능및설비사양 | 기계 | 난방기기 | 열원기기 | 보일러 | 사용구역 | 층
Module 3. Building Description and Characteristic | 건축성능및설비사양 | 기계 | 난방기기 | 열원기기 | 보일러 | 사용구역 | 전체
Module 3. Building Description and Characteristic | 건축성능및설비사양 | 기계 | 난방기기 | 열원기기 | 보일러 | 사용구역 | 부분
Module 3. Building Description and Characteristic | 건축성능및설비사양 | 기계 | 난방기기 | 열원기기 | 보일러 | 사용연료 | 난방유
Module 3. Building Description and Characteristic | 건축성능및설비사양 | 기계 | 난방기기 | 열원기기 | 보일러 | 사용연료 | 지역난방
Module 3. Building Description and Characteristic | 건축성능및설비사양 | 기계 | 난방기기 | 열원기기 | 보일러 | 사용연료 | 전기
Module 3. Building Description and Characteristic | 건축성능및설비사양 | 기계 | 난방기기 | 열원기기 | 보일러 | 사용연료 | LNG
Module 3. Building Description and Characteristic | 건축성능및설비사양 | 기계 | 난방기기 | 열원기기 | 보일러 | 사용연료 | LPG
Module 3. Building Description and Characteristic | 건축성능및설비사양 | 기계 | 난방기기 | 열원기기 | 보일러 | 사용연료 | 기타
Module 3. Building Description and Characteristic | 건축성능및설비사양 | 기계 | 난방기기 | 열원기기 | 보일러 | 가동구분 | 난방
Module 3. Building Description and Characteristic | 건축성능및설비사양 | 기계 | 난방기기 | 열원기기 | 보일러 | 가동구분 | 난방+급탕
Module 3. Building Description and Characteristic | 건축성능및설비사양 | 기계 | 난방기기 | 열원기기 | 보일러 | 종류 | 일반
Module 3. Building Description and Characteristic | 건축성능및설비사양 | 기계 | 난방기기 | 열원기기 | 보일러 | 종류 | 콘덴싱
Module 3. Building Description and Characteristic | 건축성능및설비사양 | 기계 | 난방기기 | 열원기기 | 보일러 | 사양 | 열원용량(kW)
Module 3. Building Description and Characteristic | 건축성능및설비사양 | 기계 | 난방기기 | 열원기기 | 보일러 | 사양 | 열원소비전력(kW)
Module 3. Building Description and Characteristic | 건축성능및설비사양 | 기계 | 난방기기 | 열원기기 | 보일러 | 사양 | 가스소비량(N㎥/hr)
Module 3. Building Description and Characteristic | 건축성능및설비사양 | 기계 | 난방기기 | 열원기기 | 보일러 | 사양 | 난방순환펌프용량(kW)
Module 3. Building Description and Characteristic | 건축성능및설비사양 | 기계 | 난방기기 | 열원기기 | 보일러 | 사양 | 난방공급온도(℃)
Module 3. Building Description and Characteristic | 건축성능및설비사양 | 기계 | 난방기기 | 열원기기 | 보일러 | 사양 | 난방환수온도(℃)
Module 3. Building Description and Characteristic | 건축성능및설비사양 | 기계 | 난방기기 | 열원기기 | 보일러 | 사양 | 축열용량(l)
Module 3. Building Description and Characteristic | 건축성능및설비사양 | 기계 | 난방기기 | 열원기기 | 보일러 | 사양 | 효율(%)
Module 3. Building Description and Characteristic | 건축성능및설비사양 | 기계 | 난방기기 | 열원기기 | 보일러 | 사양 | 펌프동력(kW)
Module 3. Building Description and Characteristic | 건축성능및설비사양 | 기계 | 난방기기 | 열원기기 | 보일러 | 설치년월
Module 3. Building Description and Characteristic | 건축성능및설비사양 | 기계 | 난방기기 | 열원기기 | 보일러 | 대수(대)
Module 3. Building Description and Characteristic | 건축성능및설비사양 | 기계 | 난방기기 | 열원기기 | 보일러 | 첨부사진 | 기기 |  |  |  | 건물내 현존 설비기기에 대한 전반적사진, 사양사진
Module 3. Building Description and Characteristic | 건축성능및설비사양 | 기계 | 난방기기 | 열원기기 | 보일러 | 첨부사진 | 사양
Module 3. Building Description and Characteristic | 건축성능및설비사양 | 기계 | 난방기기 | 열원기기 | 히트펌프 | 기기번호
Module 3. Building Description and Characteristic | 건축성능및설비사양 | 기계 | 난방기기 | 열원기기 | 히트펌프 | 사용구역 | 층
Module 3. Building Description and Characteristic | 건축성능및설비사양 | 기계 | 난방기기 | 열원기기 | 히트펌프 | 사용구역 | 실
Module 3. Building Description and Characteristic | 건축성능및설비사양 | 기계 | 난방기기 | 열원기기 | 히트펌프 | 종류 | EHP
Module 3. Building Description and Characteristic | 건축성능및설비사양 | 기계 | 난방기기 | 열원기기 | 히트펌프 | 종류 | GHP
Module 3. Building Description and Characteristic | 건축성능및설비사양 | 기계 | 난방기기 | 열원기기 | 히트펌프 | 종류 | 기타
Module 3. Building Description and Characteristic | 건축성능및설비사양 | 기계 | 난방기기 | 열원기기 | 히트펌프 | 사용연료 | 전기
Module 3. Building Description and Characteristic | 건축성능및설비사양 | 기계 | 난방기기 | 열원기기 | 히트펌프 | 사용연료 | LNG
Module 3. Building Description and Characteristic | 건축성능및설비사양 | 기계 | 난방기기 | 열원기기 | 히트펌프 | 사용연료 | LPG
Module 3. Building Description and Characteristic | 건축성능및설비사양 | 기계 | 난방기기 | 열원기기 | 히트펌프 | 사용연료 | 기타
Module 3. Building Description and Characteristic | 건축성능및설비사양 | 기계 | 난방기기 | 열원기기 | 히트펌프 | 형식 | 멀티형
Module 3. Building Description and Characteristic | 건축성능및설비사양 | 기계 | 난방기기 | 열원기기 | 히트펌프 | 형식 | 싱글형
Module 3. Building Description and Characteristic | 건축성능및설비사양 | 기계 | 난방기기 | 열원기기 | 히트펌프 | 사양 | 용량(kW) | 난방
Module 3. Building Description and Characteristic | 건축성능및설비사양 | 기계 | 난방기기 | 열원기기 | 히트펌프 | 사양 | 용량(kW) | 냉방
Module 3. Building Description and Characteristic | 건축성능및설비사양 | 기계 | 난방기기 | 열원기기 | 히트펌프 | 사양 | COP | 난방
Module 3. Building Description and Characteristic | 건축성능및설비사양 | 기계 | 난방기기 | 열원기기 | 히트펌프 | 사양 | COP | 냉방
Module 3. Building Description and Characteristic | 건축성능및설비사양 | 기계 | 난방기기 | 열원기기 | 히트펌프 | 설치년월
Module 3. Building Description and Characteristic | 건축성능및설비사양 | 기계 | 난방기기 | 열원기기 | 히트펌프 | 대수(대)
Module 3. Building Description and Characteristic | 건축성능및설비사양 | 기계 | 난방기기 | 열원기기 | 히트펌프 | 첨부사진 | 기기
Module 3. Building Description and Characteristic | 건축성능및설비사양 | 기계 | 난방기기 | 열원기기 | 히트펌프 | 첨부사진 | 사양
Module 3. Building Description and Characteristic | 건축성능및설비사양 | 기계 | 난방기기 | 열원기기 | 냉온수기 | 기기번호
Module 3. Building Description and Characteristic | 건축성능및설비사양 | 기계 | 난방기기 | 열원기기 | 냉온수기 | 사용구역 | 층
Module 3. Building Description and Characteristic | 건축성능및설비사양 | 기계 | 난방기기 | 열원기기 | 냉온수기 | 사용구역 | 실
Module 3. Building Description and Characteristic | 건축성능및설비사양 | 기계 | 난방기기 | 열원기기 | 냉온수기 | 사용연료 | 석유
Module 3. Building Description and Characteristic | 건축성능및설비사양 | 기계 | 난방기기 | 열원기기 | 냉온수기 | 사용연료 | LPG
Module 3. Building Description and Characteristic | 건축성능및설비사양 | 기계 | 난방기기 | 열원기기 | 냉온수기 | 사용연료 | 천연가스
Module 3. Building Description and Characteristic | 건축성능및설비사양 | 기계 | 난방기기 | 열원기기 | 냉온수기 | 사용연료 | 전기
Module 3. Building Description and Characteristic | 건축성능및설비사양 | 기계 | 난방기기 | 열원기기 | 냉온수기 | 사양 | 열원용량(kW)
Module 3. Building Description and Characteristic | 건축성능및설비사양 | 기계 | 난방기기 | 열원기기 | 냉온수기 | 사양 | 열원소비전력(kW)
Module 3. Building Description and Characteristic | 건축성능및설비사양 | 기계 | 난방기기 | 열원기기 | 냉온수기 | 사양 | 냉동기종류 | 공냉식
Module 3. Building Description and Characteristic | 건축성능및설비사양 | 기계 | 난방기기 | 열원기기 | 냉온수기 | 사양 | 냉동기종류 | 수냉식
Module 3. Building Description and Characteristic | 건축성능및설비사양 | 기계 | 난방기기 | 열원기기 | 냉온수기 | 사양 | 냉수순환펌프용량(kW)
Module 3. Building Description and Characteristic | 건축성능및설비사양 | 기계 | 난방기기 | 열원기기 | 냉온수기 | 사양 | 냉각수펌프용량(kW)
Module 3. Building Description and Characteristic | 건축성능및설비사양 | 기계 | 난방기기 | 열원기기 | 냉온수기 | 사양 | 냉수공급온도(℃)
Module 3. Building Description and Characteristic | 건축성능및설비사양 | 기계 | 난방기기 | 열원기기 | 냉온수기 | 사양 | 냉수환수온도(℃)
Module 3. Building Description and Characteristic | 건축성능및설비사양 | 기계 | 난방기기 | 열원기기 | 냉온수기 | 사양 | 가스소비량(N㎥/hr)
Module 3. Building Description and Characteristic | 건축성능및설비사양 | 기계 | 난방기기 | 열원기기 | 냉온수기 | 냉각탑종류 | 증발식
Module 3. Building Description and Characteristic | 건축성능및설비사양 | 기계 | 난방기기 | 열원기기 | 냉온수기 | 냉각탑종류 | 건식
Module 3. Building Description and Characteristic | 건축성능및설비사양 | 기계 | 난방기기 | 열원기기 | 냉온수기 | 냉각탑종류 | 폐쇄식
Module 3. Building Description and Characteristic | 건축성능및설비사양 | 기계 | 난방기기 | 열원기기 | 냉온수기 | 설치년월
Module 3. Building Description and Characteristic | 건축성능및설비사양 | 기계 | 난방기기 | 열원기기 | 냉온수기 | 대수(대)
Module 3. Building Description and Characteristic | 건축성능및설비사양 | 기계 | 난방기기 | 열원기기 | 냉온수기 | 첨부사진 | 기기
Module 3. Building Description and Characteristic | 건축성능및설비사양 | 기계 | 난방기기 | 열원기기 | 냉온수기 | 첨부사진 | 사양
Module 3. Building Description and Characteristic | 건축성능및설비사양 | 기계 | 난방기기 | 열원기기 | 지역난방 | 기기번호
Module 3. Building Description and Characteristic | 건축성능및설비사양 | 기계 | 난방기기 | 열원기기 | 지역난방 | 사양 | 난방능력(kW)
Module 3. Building Description and Characteristic | 건축성능및설비사양 | 기계 | 난방기기 | 열원기기 | 지역난방 | 사양 | 축열용량(l) |  | 지역냉난방은 기기사진X
Module 3. Building Description and Characteristic | 건축성능및설비사양 | 기계 | 난방기기 | 열원기기 | 지역난방 | 사양 | 효율(%)
Module 3. Building Description and Characteristic | 건축성능및설비사양 | 기계 | 난방기기 | 열원기기 | 지역난방 | 사양 | 펌프동력(kW)
Module 3. Building Description and Characteristic | 건축성능및설비사양 | 기계 | 난방기기 | 열원기기 | 기타 | 기기번호
Module 3. Building Description and Characteristic | 건축성능및설비사양 | 기계 | 난방기기 | 열원기기 | 기타 | 기기명
Module 3. Building Description and Characteristic | 건축성능및설비사양 | 기계 | 난방기기 | 열원기기 | 기타 | 사용구역 | 층
Module 3. Building Description and Characteristic | 건축성능및설비사양 | 기계 | 난방기기 | 열원기기 | 기타 | 사용구역 | 실
Module 3. Building Description and Characteristic | 건축성능및설비사양 | 기계 | 난방기기 | 열원기기 | 기타 | 사용연료
Module 3. Building Description and Characteristic | 건축성능및설비사양 | 기계 | 난방기기 | 열원기기 | 기타 | 사양 | 용량(kW)
Module 3. Building Description and Characteristic | 건축성능및설비사양 | 기계 | 난방기기 | 열원기기 | 기타 | 사양 | 효율(%)
Module 3. Building Description and Characteristic | 건축성능및설비사양 | 기계 | 난방기기 | 열원기기 | 기타 | 사양 | COP
Module 3. Building Description and Characteristic | 건축성능및설비사양 | 기계 | 난방기기 | 열원기기 | 기타 | 사양 | 기타
Module 3. Building Description and Characteristic | 건축성능및설비사양 | 기계 | 난방기기 | 열원기기 | 기타 | 설치년월
Module 3. Building Description and Characteristic | 건축성능및설비사양 | 기계 | 난방기기 | 열원기기 | 기타 | 첨부사진 | 기기
Module 3. Building Description and Characteristic | 건축성능및설비사양 | 기계 | 난방기기 | 열원기기 | 기타 | 첨부사진 | 사양
Module 3. Building Description and Characteristic | 건축성능및설비사양 | 기계 | 난방기기 | 공급기기 | 기기번호
Module 3. Building Description and Characteristic | 건축성능및설비사양 | 기계 | 난방기기 | 공급기기 | 연결열원기기
Module 3. Building Description and Characteristic | 건축성능및설비사양 | 기계 | 난방기기 | 공급기기 | 종류 | EHP
Module 3. Building Description and Characteristic | 건축성능및설비사양 | 기계 | 난방기기 | 공급기기 | 종류 | FCU(천장)
Module 3. Building Description and Characteristic | 건축성능및설비사양 | 기계 | 난방기기 | 공급기기 | 종류 | FCU(바닥)
Module 3. Building Description and Characteristic | 건축성능및설비사양 | 기계 | 난방기기 | 공급기기 | 종류 | AHU(디퓨저)
Module 3. Building Description and Characteristic | 건축성능및설비사양 | 기계 | 난방기기 | 공급기기 | 종류 | 라디에이터
Module 3. Building Description and Characteristic | 건축성능및설비사양 | 기계 | 난방기기 | 공급기기 | 종류 | 기타
Module 3. Building Description and Characteristic | 건축성능및설비사양 | 기계 | 난방기기 | 공급기기 | 사양 | 용량(kW)
Module 3. Building Description and Characteristic | 건축성능및설비사양 | 기계 | 난방기기 | 공급기기 | 설치년월
Module 3. Building Description and Characteristic | 건축성능및설비사양 | 기계 | 난방기기 | 공급기기 | 대수(대)
Module 3. Building Description and Characteristic | 건축성능및설비사양 | 기계 | 난방기기 | 공급기기 | 사용구역 | 층
Module 3. Building Description and Characteristic | 건축성능및설비사양 | 기계 | 난방기기 | 공급기기 | 사용구역 | 전체
Module 3. Building Description and Characteristic | 건축성능및설비사양 | 기계 | 난방기기 | 공급기기 | 사용구역 | 부분
Module 3. Building Description and Characteristic | 건축성능및설비사양 | 기계 | 난방기기 | 공급기기 | 사용구역 | 기타
Module 3. Building Description and Characteristic | 건축성능및설비사양 | 기계 | 난방기기 | 공급기기 | 첨부사진 | 기기
Module 3. Building Description and Characteristic | 건축성능및설비사양 | 기계 | 난방기기 | 공급기기 | 첨부사진 | 사양
Module 3. Building Description and Characteristic | 건축성능및설비사양 | 기계 | 난방기기 | 바닥난방 | 기기번호
Module 3. Building Description and Characteristic | 건축성능및설비사양 | 기계 | 난방기기 | 바닥난방 | 사용구역 | 층
Module 3. Building Description and Characteristic | 건축성능및설비사양 | 기계 | 난방기기 | 바닥난방 | 사용구역 | 전체
Module 3. Building Description and Characteristic | 건축성능및설비사양 | 기계 | 난방기기 | 바닥난방 | 사용구역 | 부분
Module 3. Building Description and Characteristic | 건축성능및설비사양 | 기계 | 난방기기 | 바닥난방 | 사용구역 | 기타
Module 3. Building Description and Characteristic | 건축성능및설비사양 | 기계 | 난방기기 | 바닥난방 | 종류 | 가스
Module 3. Building Description and Characteristic | 건축성능및설비사양 | 기계 | 난방기기 | 바닥난방 | 종류 | 기름
Module 3. Building Description and Characteristic | 건축성능및설비사양 | 기계 | 난방기기 | 바닥난방 | 종류 | 전기식
Module 3. Building Description and Characteristic | 건축성능및설비사양 | 기계 | 난방기기 | 바닥난방 | 종류 | 온수순환식
Module 3. Building Description and Characteristic | 건축성능및설비사양 | 기계 | 난방기기 | 바닥난방 | 종류 | 기타
Module 3. Building Description and Characteristic | 건축성능및설비사양 | 기계 | 난방기기 | 바닥난방 | 사양 | 용량(kW)
Module 3. Building Description and Characteristic | 건축성능및설비사양 | 기계 | 난방기기 | 바닥난방 | 사양 | 면적(㎡)
Module 3. Building Description and Characteristic | 건축성능및설비사양 | 기계 | 난방기기 | 바닥난방 | 사양 | 효율(%)
Module 3. Building Description and Characteristic | 건축성능및설비사양 | 기계 | 난방기기 | 바닥난방 | 분배기 | 위치
Module 3. Building Description and Characteristic | 건축성능및설비사양 | 기계 | 난방기기 | 바닥난방 | 분배기 | 대수(대)
Module 3. Building Description and Characteristic | 건축성능및설비사양 | 기계 | 난방기기 | 바닥난방 | 설치년월
Module 3. Building Description and Characteristic | 건축성능및설비사양 | 기계 | 난방기기 | 바닥난방 | 대수(대)
Module 3. Building Description and Characteristic | 건축성능및설비사양 | 기계 | 난방기기 | 바닥난방 | 첨부사진 | 기기
Module 3. Building Description and Characteristic | 건축성능및설비사양 | 기계 | 난방기기 | 바닥난방 | 첨부사진 | 사양
Module 3. Building Description and Characteristic | 건축성능및설비사양 | 기계 | 냉방기기 | 열원기기 | 기기번호
Module 3. Building Description and Characteristic | 건축성능및설비사양 | 기계 | 냉방기기 | 열원기기 | 히트펌프 | 사용구역 | 층
Module 3. Building Description and Characteristic | 건축성능및설비사양 | 기계 | 냉방기기 | 열원기기 | 히트펌프 | 사용구역 | 실
Module 3. Building Description and Characteristic | 건축성능및설비사양 | 기계 | 냉방기기 | 열원기기 | 히트펌프 | 종류 | EHP
Module 3. Building Description and Characteristic | 건축성능및설비사양 | 기계 | 냉방기기 | 열원기기 | 히트펌프 | 종류 | GHP
Module 3. Building Description and Characteristic | 건축성능및설비사양 | 기계 | 냉방기기 | 열원기기 | 히트펌프 | 종류 | 기타
Module 3. Building Description and Characteristic | 건축성능및설비사양 | 기계 | 냉방기기 | 열원기기 | 히트펌프 | 사용연료 | 전기
Module 3. Building Description and Characteristic | 건축성능및설비사양 | 기계 | 냉방기기 | 열원기기 | 히트펌프 | 사용연료 | LNG
Module 3. Building Description and Characteristic | 건축성능및설비사양 | 기계 | 냉방기기 | 열원기기 | 히트펌프 | 사용연료 | LPG
Module 3. Building Description and Characteristic | 건축성능및설비사양 | 기계 | 냉방기기 | 열원기기 | 히트펌프 | 사용연료 | 기타
Module 3. Building Description and Characteristic | 건축성능및설비사양 | 기계 | 냉방기기 | 열원기기 | 히트펌프 | 형식 | 멀티형
Module 3. Building Description and Characteristic | 건축성능및설비사양 | 기계 | 냉방기기 | 열원기기 | 히트펌프 | 형식 | 싱글형
Module 3. Building Description and Characteristic | 건축성능및설비사양 | 기계 | 냉방기기 | 열원기기 | 히트펌프 | 사양 | 용량(kW) | 난방
Module 3. Building Description and Characteristic | 건축성능및설비사양 | 기계 | 냉방기기 | 열원기기 | 히트펌프 | 사양 | 용량(kW) | 냉방
Module 3. Building Description and Characteristic | 건축성능및설비사양 | 기계 | 냉방기기 | 열원기기 | 히트펌프 | 사양 | COP | 난방
Module 3. Building Description and Characteristic | 건축성능및설비사양 | 기계 | 냉방기기 | 열원기기 | 히트펌프 | 사양 | COP | 냉방
Module 3. Building Description and Characteristic | 건축성능및설비사양 | 기계 | 냉방기기 | 열원기기 | 히트펌프 | 설치년월
Module 3. Building Description and Characteristic | 건축성능및설비사양 | 기계 | 냉방기기 | 열원기기 | 히트펌프 | 대수(대)
Module 3. Building Description and Characteristic | 건축성능및설비사양 | 기계 | 냉방기기 | 열원기기 | 히트펌프 | 첨부사진 | 기기
Module 3. Building Description and Characteristic | 건축성능및설비사양 | 기계 | 냉방기기 | 열원기기 | 히트펌프 | 첨부사진 | 사양
Module 3. Building Description and Characteristic | 건축성능및설비사양 | 기계 | 냉방기기 | 열원기기 | 냉온수기/냉동기 | 기기번호
Module 3. Building Description and Characteristic | 건축성능및설비사양 | 기계 | 냉방기기 | 열원기기 | 냉온수기/냉동기 | 사용구역 | 층
Module 3. Building Description and Characteristic | 건축성능및설비사양 | 기계 | 냉방기기 | 열원기기 | 냉온수기/냉동기 | 사용구역 | 실
Module 3. Building Description and Characteristic | 건축성능및설비사양 | 기계 | 냉방기기 | 열원기기 | 냉온수기/냉동기 | 사용연료 | 석유
Module 3. Building Description and Characteristic | 건축성능및설비사양 | 기계 | 냉방기기 | 열원기기 | 냉온수기/냉동기 | 사용연료 | LPG
Module 3. Building Description and Characteristic | 건축성능및설비사양 | 기계 | 냉방기기 | 열원기기 | 냉온수기/냉동기 | 사용연료 | 천연가스
Module 3. Building Description and Characteristic | 건축성능및설비사양 | 기계 | 냉방기기 | 열원기기 | 냉온수기/냉동기 | 사용연료 | 전기
Module 3. Building Description and Characteristic | 건축성능및설비사양 | 기계 | 냉방기기 | 열원기기 | 냉온수기/냉동기 | 냉방방식 | 압축식
Module 3. Building Description and Characteristic | 건축성능및설비사양 | 기계 | 냉방기기 | 열원기기 | 냉온수기/냉동기 | 냉방방식 | 흡수식
Module 3. Building Description and Characteristic | 건축성능및설비사양 | 기계 | 냉방기기 | 열원기기 | 냉온수기/냉동기 | 사양 | 열원용량(kW)
Module 3. Building Description and Characteristic | 건축성능및설비사양 | 기계 | 냉방기기 | 열원기기 | 냉온수기/냉동기 | 사양 | 열원소비전력(kW)
Module 3. Building Description and Characteristic | 건축성능및설비사양 | 기계 | 냉방기기 | 열원기기 | 냉온수기/냉동기 | 사양 | 냉동기종류 | 공냉식
Module 3. Building Description and Characteristic | 건축성능및설비사양 | 기계 | 냉방기기 | 열원기기 | 냉온수기/냉동기 | 사양 | 냉동기종류 | 수냉식
Module 3. Building Description and Characteristic | 건축성능및설비사양 | 기계 | 냉방기기 | 열원기기 | 냉온수기/냉동기 | 사양 | 냉수순환펌프용량(kW)
Module 3. Building Description and Characteristic | 건축성능및설비사양 | 기계 | 냉방기기 | 열원기기 | 냉온수기/냉동기 | 사양 | 냉각수펌프용량(kW)
Module 3. Building Description and Characteristic | 건축성능및설비사양 | 기계 | 냉방기기 | 열원기기 | 냉온수기/냉동기 | 사양 | 냉수공급온도(℃)
Module 3. Building Description and Characteristic | 건축성능및설비사양 | 기계 | 냉방기기 | 열원기기 | 냉온수기/냉동기 | 사양 | 냉수환수온도(℃)
Module 3. Building Description and Characteristic | 건축성능및설비사양 | 기계 | 냉방기기 | 열원기기 | 냉온수기/냉동기 | 사양 | 가스소비량(N㎥/hr)
Module 3. Building Description and Characteristic | 건축성능및설비사양 | 기계 | 냉방기기 | 열원기기 | 냉온수기/냉동기 | 냉각탑종류 | 증발식
Module 3. Building Description and Characteristic | 건축성능및설비사양 | 기계 | 냉방기기 | 열원기기 | 냉온수기/냉동기 | 냉각탑종류 | 건식
Module 3. Building Description and Characteristic | 건축성능및설비사양 | 기계 | 냉방기기 | 열원기기 | 냉온수기/냉동기 | 냉각탑종류 | 폐쇄식
Module 3. Building Description and Characteristic | 건축성능및설비사양 | 기계 | 냉방기기 | 열원기기 | 냉온수기/냉동기 | 설치년월
Module 3. Building Description and Characteristic | 건축성능및설비사양 | 기계 | 냉방기기 | 열원기기 | 냉온수기/냉동기 | 대수(대)
Module 3. Building Description and Characteristic | 건축성능및설비사양 | 기계 | 냉방기기 | 열원기기 | 냉온수기/냉동기 | 첨부사진 | 기기
Module 3. Building Description and Characteristic | 건축성능및설비사양 | 기계 | 냉방기기 | 열원기기 | 냉온수기/냉동기 | 첨부사진 | 사양
Module 3. Building Description and Characteristic | 건축성능및설비사양 | 기계 | 냉방기기 | 열원기기 | 지역냉방 | 기기번호
Module 3. Building Description and Characteristic | 건축성능및설비사양 | 기계 | 냉방기기 | 열원기기 | 지역냉방 | 사양 | 냉방능력(kW)
Module 3. Building Description and Characteristic | 건축성능및설비사양 | 기계 | 냉방기기 | 열원기기 | 지역냉방 | 사양 | 축열용량(l)
Module 3. Building Description and Characteristic | 건축성능및설비사양 | 기계 | 냉방기기 | 열원기기 | 지역냉방 | 사양 | 효율(%)
Module 3. Building Description and Characteristic | 건축성능및설비사양 | 기계 | 냉방기기 | 열원기기 | 지역냉방 | 사양 | 펌프동력(kW)
Module 3. Building Description and Characteristic | 건축성능및설비사양 | 기계 | 냉방기기 | 열원기기 | 기타 | 기기번호
Module 3. Building Description and Characteristic | 건축성능및설비사양 | 기계 | 냉방기기 | 열원기기 | 기타 | 기기명
Module 3. Building Description and Characteristic | 건축성능및설비사양 | 기계 | 냉방기기 | 열원기기 | 기타 | 사용구역 | 층
Module 3. Building Description and Characteristic | 건축성능및설비사양 | 기계 | 냉방기기 | 열원기기 | 기타 | 사용구역 | 실
Module 3. Building Description and Characteristic | 건축성능및설비사양 | 기계 | 냉방기기 | 열원기기 | 기타 | 사용연료
Module 3. Building Description and Characteristic | 건축성능및설비사양 | 기계 | 냉방기기 | 열원기기 | 기타 | 사양 | 용량(kW)
Module 3. Building Description and Characteristic | 건축성능및설비사양 | 기계 | 냉방기기 | 열원기기 | 기타 | 사양 | 효율(%)
Module 3. Building Description and Characteristic | 건축성능및설비사양 | 기계 | 냉방기기 | 열원기기 | 기타 | 사양 | COP
Module 3. Building Description and Characteristic | 건축성능및설비사양 | 기계 | 냉방기기 | 열원기기 | 기타 | 사양 | 기타
Module 3. Building Description and Characteristic | 건축성능및설비사양 | 기계 | 냉방기기 | 열원기기 | 기타 | 설치년월
Module 3. Building Description and Characteristic | 건축성능및설비사양 | 기계 | 냉방기기 | 열원기기 | 기타 | 첨부사진 | 기기
Module 3. Building Description and Characteristic | 건축성능및설비사양 | 기계 | 냉방기기 | 열원기기 | 기타 | 첨부사진 | 사양
Module 3. Building Description and Characteristic | 건축성능및설비사양 | 기계 | 냉방기기 | 공급기기 | 기기번호
Module 3. Building Description and Characteristic | 건축성능및설비사양 | 기계 | 냉방기기 | 공급기기 | 연결열원기기
Module 3. Building Description and Characteristic | 건축성능및설비사양 | 기계 | 냉방기기 | 공급기기 | 종류 | EHP
Module 3. Building Description and Characteristic | 건축성능및설비사양 | 기계 | 냉방기기 | 공급기기 | 종류 | FCU(천장)
Module 3. Building Description and Characteristic | 건축성능및설비사양 | 기계 | 냉방기기 | 공급기기 | 종류 | FCU(바닥)
Module 3. Building Description and Characteristic | 건축성능및설비사양 | 기계 | 냉방기기 | 공급기기 | 종류 | AHU(디퓨저)
Module 3. Building Description and Characteristic | 건축성능및설비사양 | 기계 | 냉방기기 | 공급기기 | 종류 | 라디에이터
Module 3. Building Description and Characteristic | 건축성능및설비사양 | 기계 | 냉방기기 | 공급기기 | 종류 | 기타
Module 3. Building Description and Characteristic | 건축성능및설비사양 | 기계 | 냉방기기 | 공급기기 | 사양 | 용량(kW)
Module 3. Building Description and Characteristic | 건축성능및설비사양 | 기계 | 냉방기기 | 공급기기 | 설치년월
Module 3. Building Description and Characteristic | 건축성능및설비사양 | 기계 | 냉방기기 | 공급기기 | 대수(대)
Module 3. Building Description and Characteristic | 건축성능및설비사양 | 기계 | 냉방기기 | 공급기기 | 사용구역 | 층
Module 3. Building Description and Characteristic | 건축성능및설비사양 | 기계 | 냉방기기 | 공급기기 | 사용구역 | 전체
Module 3. Building Description and Characteristic | 건축성능및설비사양 | 기계 | 냉방기기 | 공급기기 | 사용구역 | 부분
Module 3. Building Description and Characteristic | 건축성능및설비사양 | 기계 | 냉방기기 | 공급기기 | 사용구역 | 기타
Module 3. Building Description and Characteristic | 건축성능및설비사양 | 기계 | 냉방기기 | 공급기기 | 첨부사진 | 기기
Module 3. Building Description and Characteristic | 건축성능및설비사양 | 기계 | 냉방기기 | 공급기기 | 첨부사진 | 사양
Module 3. Building Description and Characteristic | 건축성능및설비사양 | 기계 | 급탕기기 | 열원기기 | 보일러 | 기기번호
Module 3. Building Description and Characteristic | 건축성능및설비사양 | 기계 | 급탕기기 | 열원기기 | 보일러 | 사용구역 | 층
Module 3. Building Description and Characteristic | 건축성능및설비사양 | 기계 | 급탕기기 | 열원기기 | 보일러 | 사용구역 | 전체
Module 3. Building Description and Characteristic | 건축성능및설비사양 | 기계 | 급탕기기 | 열원기기 | 보일러 | 사용구역 | 부분
Module 3. Building Description and Characteristic | 건축성능및설비사양 | 기계 | 급탕기기 | 열원기기 | 보일러 | 사용연료 | 난방유
Module 3. Building Description and Characteristic | 건축성능및설비사양 | 기계 | 급탕기기 | 열원기기 | 보일러 | 사용연료 | 지역난방
Module 3. Building Description and Characteristic | 건축성능및설비사양 | 기계 | 급탕기기 | 열원기기 | 보일러 | 사용연료 | 전기
Module 3. Building Description and Characteristic | 건축성능및설비사양 | 기계 | 급탕기기 | 열원기기 | 보일러 | 사용연료 | LNG
Module 3. Building Description and Characteristic | 건축성능및설비사양 | 기계 | 급탕기기 | 열원기기 | 보일러 | 사용연료 | LPG
Module 3. Building Description and Characteristic | 건축성능및설비사양 | 기계 | 급탕기기 | 열원기기 | 보일러 | 사용연료 | 기타
Module 3. Building Description and Characteristic | 건축성능및설비사양 | 기계 | 급탕기기 | 열원기기 | 보일러 | 가동구분 | 급탕
Module 3. Building Description and Characteristic | 건축성능및설비사양 | 기계 | 급탕기기 | 열원기기 | 보일러 | 가동구분 | 난방+급탕
Module 3. Building Description and Characteristic | 건축성능및설비사양 | 기계 | 급탕기기 | 열원기기 | 보일러 | 종류 | 일반
Module 3. Building Description and Characteristic | 건축성능및설비사양 | 기계 | 급탕기기 | 열원기기 | 보일러 | 종류 | 콘덴싱
Module 3. Building Description and Characteristic | 건축성능및설비사양 | 기계 | 급탕기기 | 열원기기 | 보일러 | 사양 | 열원용량(kW)
Module 3. Building Description and Characteristic | 건축성능및설비사양 | 기계 | 급탕기기 | 열원기기 | 보일러 | 사양 | 열원소비전력(kW)
Module 3. Building Description and Characteristic | 건축성능및설비사양 | 기계 | 급탕기기 | 열원기기 | 보일러 | 사양 | 가스소비량(N㎥/hr)
Module 3. Building Description and Characteristic | 건축성능및설비사양 | 기계 | 급탕기기 | 열원기기 | 보일러 | 사양 | 난방순환펌프용량(kW)
Module 3. Building Description and Characteristic | 건축성능및설비사양 | 기계 | 급탕기기 | 열원기기 | 보일러 | 사양 | 난방공급온도(℃)
Module 3. Building Description and Characteristic | 건축성능및설비사양 | 기계 | 급탕기기 | 열원기기 | 보일러 | 사양 | 난방환수온도(℃)
Module 3. Building Description and Characteristic | 건축성능및설비사양 | 기계 | 급탕기기 | 열원기기 | 보일러 | 사양 | 축열용량(l)
Module 3. Building Description and Characteristic | 건축성능및설비사양 | 기계 | 급탕기기 | 열원기기 | 보일러 | 사양 | 효율(%)
Module 3. Building Description and Characteristic | 건축성능및설비사양 | 기계 | 급탕기기 | 열원기기 | 보일러 | 사양 | 펌프동력(kW)
Module 3. Building Description and Characteristic | 건축성능및설비사양 | 기계 | 급탕기기 | 열원기기 | 보일러 | 설치년월
Module 3. Building Description and Characteristic | 건축성능및설비사양 | 기계 | 급탕기기 | 열원기기 | 보일러 | 대수(대)
Module 3. Building Description and Characteristic | 건축성능및설비사양 | 기계 | 급탕기기 | 열원기기 | 보일러 | 첨부사진 | 기기
Module 3. Building Description and Characteristic | 건축성능및설비사양 | 기계 | 급탕기기 | 열원기기 | 보일러 | 첨부사진 | 사양
Module 3. Building Description and Characteristic | 건축성능및설비사양 | 기계 | 급탕기기 | 열원기기 | 기타 | 기기번호
Module 3. Building Description and Characteristic | 건축성능및설비사양 | 기계 | 급탕기기 | 열원기기 | 기타 | 기기명
Module 3. Building Description and Characteristic | 건축성능및설비사양 | 기계 | 급탕기기 | 열원기기 | 기타 | 사용구역 | 층
Module 3. Building Description and Characteristic | 건축성능및설비사양 | 기계 | 급탕기기 | 열원기기 | 기타 | 사용구역 | 실
Module 3. Building Description and Characteristic | 건축성능및설비사양 | 기계 | 급탕기기 | 열원기기 | 기타 | 사용연료
Module 3. Building Description and Characteristic | 건축성능및설비사양 | 기계 | 급탕기기 | 열원기기 | 기타 | 사양 | 용량(kW)
Module 3. Building Description and Characteristic | 건축성능및설비사양 | 기계 | 급탕기기 | 열원기기 | 기타 | 사양 | 효율(%)
Module 3. Building Description and Characteristic | 건축성능및설비사양 | 기계 | 급탕기기 | 열원기기 | 기타 | 사양 | COP
Module 3. Building Description and Characteristic | 건축성능및설비사양 | 기계 | 급탕기기 | 열원기기 | 기타 | 사양 | 기타
Module 3. Building Description and Characteristic | 건축성능및설비사양 | 기계 | 급탕기기 | 열원기기 | 기타 | 설치년월
Module 3. Building Description and Characteristic | 건축성능및설비사양 | 기계 | 급탕기기 | 열원기기 | 기타 | 첨부사진 | 기기
Module 3. Building Description and Characteristic | 건축성능및설비사양 | 기계 | 급탕기기 | 열원기기 | 기타 | 첨부사진 | 사양
Module 3. Building Description and Characteristic | 건축성능및설비사양 | 기계 | 급탕기기 | 공급기기 | 전기온수기 | 기기번호
Module 3. Building Description and Characteristic | 건축성능및설비사양 | 기계 | 급탕기기 | 공급기기 | 전기온수기 | 사양 | 용량(kW)
Module 3. Building Description and Characteristic | 건축성능및설비사양 | 기계 | 급탕기기 | 공급기기 | 전기온수기 | 사양 | 축열용량(l)
Module 3. Building Description and Characteristic | 건축성능및설비사양 | 기계 | 급탕기기 | 공급기기 | 전기온수기 | 사양 | 효율(%)
Module 3. Building Description and Characteristic | 건축성능및설비사양 | 기계 | 급탕기기 | 공급기기 | 전기온수기 | 설치년월
Module 3. Building Description and Characteristic | 건축성능및설비사양 | 기계 | 급탕기기 | 공급기기 | 전기온수기 | 대수(대)
Module 3. Building Description and Characteristic | 건축성능및설비사양 | 기계 | 급탕기기 | 공급기기 | 전기온수기 | 첨부사진 | 기기
Module 3. Building Description and Characteristic | 건축성능및설비사양 | 기계 | 급탕기기 | 공급기기 | 전기온수기 | 첨부사진 | 사양
Module 3. Building Description and Characteristic | 건축성능및설비사양 | 기계 | 급탕기기 | 공급기기 | 기타 | 기기번호
Module 3. Building Description and Characteristic | 건축성능및설비사양 | 기계 | 급탕기기 | 공급기기 | 기타 | 기기명
Module 3. Building Description and Characteristic | 건축성능및설비사양 | 기계 | 급탕기기 | 공급기기 | 기타 | 사용연료
Module 3. Building Description and Characteristic | 건축성능및설비사양 | 기계 | 급탕기기 | 공급기기 | 기타 | 사양 | 용량(kW)
Module 3. Building Description and Characteristic | 건축성능및설비사양 | 기계 | 급탕기기 | 공급기기 | 기타 | 사양 | 축열용량(l)
Module 3. Building Description and Characteristic | 건축성능및설비사양 | 기계 | 급탕기기 | 공급기기 | 기타 | 사양 | 효율(%)
Module 3. Building Description and Characteristic | 건축성능및설비사양 | 기계 | 급탕기기 | 공급기기 | 기타 | 사양 | 기타
Module 3. Building Description and Characteristic | 건축성능및설비사양 | 기계 | 급탕기기 | 공급기기 | 기타 | 설치년월
Module 3. Building Description and Characteristic | 건축성능및설비사양 | 기계 | 급탕기기 | 공급기기 | 기타 | 대수(대)
Module 3. Building Description and Characteristic | 건축성능및설비사양 | 기계 | 급탕기기 | 공급기기 | 기타 | 첨부사진 | 기기
Module 3. Building Description and Characteristic | 건축성능및설비사양 | 기계 | 급탕기기 | 공급기기 | 기타 | 첨부사진 | 사양
Module 3. Building Description and Characteristic | 건축성능및설비사양 | 기계 | 환기기기 | 전열교환기 | 기기번호
Module 3. Building Description and Characteristic | 건축성능및설비사양 | 기계 | 환기기기 | 전열교환기 | 설치여부 |  |  |  | 전열교환기항목 새로 생성
Module 3. Building Description and Characteristic | 건축성능및설비사양 | 기계 | 환기기기 | 전열교환기 | 설치위치
Module 3. Building Description and Characteristic | 건축성능및설비사양 | 기계 | 환기기기 | 전열교환기 | 시스템유형 | 정풍량
Module 3. Building Description and Characteristic | 건축성능및설비사양 | 기계 | 환기기기 | 전열교환기 | 시스템유형 | 변풍량
Module 3. Building Description and Characteristic | 건축성능및설비사양 | 기계 | 환기기기 | 전열교환기 | 시스템유형 | 환기용
Module 3. Building Description and Characteristic | 건축성능및설비사양 | 기계 | 환기기기 | 전열교환기 | 가습유형 | 가습불가
Module 3. Building Description and Characteristic | 건축성능및설비사양 | 기계 | 환기기기 | 전열교환기 | 가습유형 | 가습가능
Module 3. Building Description and Characteristic | 건축성능및설비사양 | 기계 | 환기기기 | 전열교환기 | 가습유형 | 증기가습
Module 3. Building Description and Characteristic | 건축성능및설비사양 | 기계 | 환기기기 | 전열교환기 | 가습유형 | 분무가습
Module 3. Building Description and Characteristic | 건축성능및설비사양 | 기계 | 환기기기 | 전열교환기 | 리턴공기 | 가능
Module 3. Building Description and Characteristic | 건축성능및설비사양 | 기계 | 환기기기 | 전열교환기 | 리턴공기 | 불가능
Module 3. Building Description and Characteristic | 건축성능및설비사양 | 기계 | 환기기기 | 전열교환기 | 외기냉방 | 가능
Module 3. Building Description and Characteristic | 건축성능및설비사양 | 기계 | 환기기기 | 전열교환기 | 외기냉방 | 불가능
Module 3. Building Description and Characteristic | 건축성능및설비사양 | 기계 | 환기기기 | 전열교환기 | 열교환유형 | 전열
Module 3. Building Description and Characteristic | 건축성능및설비사양 | 기계 | 환기기기 | 전열교환기 | 열교환유형 | 현열
Module 3. Building Description and Characteristic | 건축성능및설비사양 | 기계 | 환기기기 | 전열교환기 | 사양 | 열회수율(%) | 난방
Module 3. Building Description and Characteristic | 건축성능및설비사양 | 기계 | 환기기기 | 전열교환기 | 사양 | 열회수율(%) | 냉방
Module 3. Building Description and Characteristic | 건축성능및설비사양 | 기계 | 환기기기 | 전열교환기 | 사양 | 급기풍량(CMH)
Module 3. Building Description and Characteristic | 건축성능및설비사양 | 기계 | 환기기기 | 전열교환기 | 사양 | 배기풍량(CMH)
Module 3. Building Description and Characteristic | 건축성능및설비사양 | 기계 | 환기기기 | 전열교환기 | 사양 | 급기정압(Pa)
Module 3. Building Description and Characteristic | 건축성능및설비사양 | 기계 | 환기기기 | 전열교환기 | 사양 | 배기정압(Pa)
Module 3. Building Description and Characteristic | 건축성능및설비사양 | 기계 | 환기기기 | 전열교환기 | 사양 | 급기동력(kW)
Module 3. Building Description and Characteristic | 건축성능및설비사양 | 기계 | 환기기기 | 전열교환기 | 사양 | 배기동력(kW)
Module 3. Building Description and Characteristic | 건축성능및설비사양 | 기계 | 환기기기 | 전열교환기 | 설치년월
Module 3. Building Description and Characteristic | 건축성능및설비사양 | 기계 | 환기기기 | 전열교환기 | 대수(대)
Module 3. Building Description and Characteristic | 건축성능및설비사양 | 기계 | 환기기기 | 전열교환기 | 첨부사진 | 기기
Module 3. Building Description and Characteristic | 건축성능및설비사양 | 기계 | 환기기기 | 전열교환기 | 첨부사진 | 사양
Module 3. Building Description and Characteristic | 건축성능및설비사양 | 기계 | 환기기기 | 공조기 | 기기번호
Module 3. Building Description and Characteristic | 건축성능및설비사양 | 기계 | 환기기기 | 공조기 | 시스템유형 | 정풍량
Module 3. Building Description and Characteristic | 건축성능및설비사양 | 기계 | 환기기기 | 공조기 | 시스템유형 | 변풍량
Module 3. Building Description and Characteristic | 건축성능및설비사양 | 기계 | 환기기기 | 공조기 | 시스템유형 | 환기용
Module 3. Building Description and Characteristic | 건축성능및설비사양 | 기계 | 환기기기 | 공조기 | 가습유형 | 가습불가
Module 3. Building Description and Characteristic | 건축성능및설비사양 | 기계 | 환기기기 | 공조기 | 가습유형 | 가습가능
Module 3. Building Description and Characteristic | 건축성능및설비사양 | 기계 | 환기기기 | 공조기 | 가습유형 | 증기가습
Module 3. Building Description and Characteristic | 건축성능및설비사양 | 기계 | 환기기기 | 공조기 | 가습유형 | 분무가습
Module 3. Building Description and Characteristic | 건축성능및설비사양 | 기계 | 환기기기 | 공조기 | 리턴공기 | 가능
Module 3. Building Description and Characteristic | 건축성능및설비사양 | 기계 | 환기기기 | 공조기 | 리턴공기 | 불가능
Module 3. Building Description and Characteristic | 건축성능및설비사양 | 기계 | 환기기기 | 공조기 | 외기냉방 | 가능
Module 3. Building Description and Characteristic | 건축성능및설비사양 | 기계 | 환기기기 | 공조기 | 외기냉방 | 불가능
Module 3. Building Description and Characteristic | 건축성능및설비사양 | 기계 | 환기기기 | 공조기 | 열교환유형 | 전열
Module 3. Building Description and Characteristic | 건축성능및설비사양 | 기계 | 환기기기 | 공조기 | 열교환유형 | 현열
Module 3. Building Description and Characteristic | 건축성능및설비사양 | 기계 | 환기기기 | 공조기 | 사양 | 열회수율(%) | 난방
Module 3. Building Description and Characteristic | 건축성능및설비사양 | 기계 | 환기기기 | 공조기 | 사양 | 열회수율(%) | 냉방
Module 3. Building Description and Characteristic | 건축성능및설비사양 | 기계 | 환기기기 | 공조기 | 사양 | 급기풍량(CMH)
Module 3. Building Description and Characteristic | 건축성능및설비사양 | 기계 | 환기기기 | 공조기 | 사양 | 배기풍량(CMH)
Module 3. Building Description and Characteristic | 건축성능및설비사양 | 기계 | 환기기기 | 공조기 | 사양 | 급기정압(Pa)
Module 3. Building Description and Characteristic | 건축성능및설비사양 | 기계 | 환기기기 | 공조기 | 사양 | 배기정압(Pa)
Module 3. Building Description and Characteristic | 건축성능및설비사양 | 기계 | 환기기기 | 공조기 | 사양 | 급기동력(kW)
Module 3. Building Description and Characteristic | 건축성능및설비사양 | 기계 | 환기기기 | 공조기 | 사양 | 배기동력(kW)
Module 3. Building Description and Characteristic | 건축성능및설비사양 | 기계 | 환기기기 | 공조기 | 설치년월
Module 3. Building Description and Characteristic | 건축성능및설비사양 | 기계 | 환기기기 | 공조기 | 대수(대)
Module 3. Building Description and Characteristic | 건축성능및설비사양 | 기계 | 환기기기 | 공조기 | 첨부사진 | 기기
Module 3. Building Description and Characteristic | 건축성능및설비사양 | 기계 | 환기기기 | 공조기 | 첨부사진 | 사양
Module 3. Building Description and Characteristic | 건축성능및설비사양 | 기계 | 환기기기 | 팬 | 기기번호
Module 4. Building Description and Characteristic | 건축성능및설비사양 | 기계 | 환기기기 | 팬 | 시스템유형 | 정풍량
Module 5. Building Description and Characteristic | 건축성능및설비사양 | 기계 | 환기기기 | 팬 | 시스템유형 | 변풍량
Module 6. Building Description and Characteristic | 건축성능및설비사양 | 기계 | 환기기기 | 팬 | 시스템유형 | 환기용
Module 7. Building Description and Characteristic | 건축성능및설비사양 | 기계 | 환기기기 | 팬 | 사양 | 급기풍량(CMH)
Module 8. Building Description and Characteristic | 건축성능및설비사양 | 기계 | 환기기기 | 팬 | 사양 | 배기풍량(CMH)
Module 9. Building Description and Characteristic | 건축성능및설비사양 | 기계 | 환기기기 | 팬 | 사양 | 급기정압(Pa)
Module 10. Building Description and Characteristic | 건축성능및설비사양 | 기계 | 환기기기 | 팬 | 사양 | 배기정압(Pa)
Module 11. Building Description and Characteristic | 건축성능및설비사양 | 기계 | 환기기기 | 팬 | 사양 | 급기동력(kW)
Module 12. Building Description and Characteristic | 건축성능및설비사양 | 기계 | 환기기기 | 팬 | 사양 | 배기동력(kW)
Module 13. Building Description and Characteristic | 건축성능및설비사양 | 기계 | 환기기기 | 팬 | 설치년월
Module 14. Building Description and Characteristic | 건축성능및설비사양 | 기계 | 환기기기 | 팬 | 대수(대)
Module 15. Building Description and Characteristic | 건축성능및설비사양 | 기계 | 환기기기 | 팬 | 첨부사진 | 기기
Module 16. Building Description and Characteristic | 건축성능및설비사양 | 기계 | 환기기기 | 팬 | 첨부사진 | 사양
Module 3. Building Description and Characteristic | 건축성능및설비사양 | 전기 | 조명기기 | 조명개요 | 조명용량(W) | 형광등
Module 3. Building Description and Characteristic | 건축성능및설비사양 | 전기 | 조명기기 | 조명개요 | 조명용량(W) | LED
Module 3. Building Description and Characteristic | 건축성능및설비사양 | 전기 | 조명기기 | 조명개요 | 조명용량(W) | 기타
Module 3. Building Description and Characteristic | 건축성능및설비사양 | 전기 | 조명기기 | 기기번호
Module 3. Building Description and Characteristic | 건축성능및설비사양 | 전기 | 조명기기 | 위치
Module 3. Building Description and Characteristic | 건축성능및설비사양 | 전기 | 조명기기 | 유형 | 형광등
Module 3. Building Description and Characteristic | 건축성능및설비사양 | 전기 | 조명기기 | 유형 | LED
Module 3. Building Description and Characteristic | 건축성능및설비사양 | 전기 | 조명기기 | 유형 | 기타
Module 3. Building Description and Characteristic | 건축성능및설비사양 | 전기 | 조명기기 | 용량(W)
Module 3. Building Description and Characteristic | 건축성능및설비사양 | 전기 | 조명기기 | 개수(EA)
Module 3. Building Description and Characteristic | 건축성능및설비사양 | 전기 | 조명기기 | 조명제어형태 | 수동 국부제어
Module 3. Building Description and Characteristic | 건축성능및설비사양 | 전기 | 조명기기 | 조명제어형태 | 재실자센서
Module 3. Building Description and Characteristic | 건축성능및설비사양 | 전기 | 조명기기 | 조명제어형태 | 포토센서
Module 3. Building Description and Characteristic | 건축성능및설비사양 | 전기 | 조명기기 | 조명제어형태 | 디밍제어
Module 3. Building Description and Characteristic | 건축성능및설비사양 | 전기 | 조명기기 | 조명제어형태 | 중앙제어
Module 3. Building Description and Characteristic | 건축성능및설비사양 | 전기 | 조명기기 | 첨부사진 | 기기
Module 3. Building Description and Characteristic | 건축성능및설비사양 | 신재생에너지 | 태양광 | 기기번호
Module 3. Building Description and Characteristic | 건축성능및설비사양 | 신재생에너지 | 태양광 | 기존설치여부
Module 3. Building Description and Characteristic | 건축성능및설비사양 | 신재생에너지 | 태양광 | 종류 | PV
Module 3. Building Description and Characteristic | 건축성능및설비사양 | 신재생에너지 | 태양광 | 종류 | BIPV
Module 3. Building Description and Characteristic | 건축성능및설비사양 | 신재생에너지 | 태양광 | 용량(kW)
Module 3. Building Description and Characteristic | 건축성능및설비사양 | 신재생에너지 | 태양광 | 면적(㎡)
Module 3. Building Description and Characteristic | 건축성능및설비사양 | 신재생에너지 | 태양광 | 기울기 | 수평
Module 3. Building Description and Characteristic | 건축성능및설비사양 | 신재생에너지 | 태양광 | 기울기 | 수직
Module 3. Building Description and Characteristic | 건축성능및설비사양 | 신재생에너지 | 태양광 | 기울기 | 45°
Module 3. Building Description and Characteristic | 건축성능및설비사양 | 신재생에너지 | 태양광 | 방위 | 서
Module 3. Building Description and Characteristic | 건축성능및설비사양 | 신재생에너지 | 태양광 | 방위 | 남
Module 3. Building Description and Characteristic | 건축성능및설비사양 | 신재생에너지 | 태양광 | 방위 | 동
Module 3. Building Description and Characteristic | 건축성능및설비사양 | 신재생에너지 | 태양광 | 방위 | 남서
Module 3. Building Description and Characteristic | 건축성능및설비사양 | 신재생에너지 | 태양광 | 방위 | 남동
Module 3. Building Description and Characteristic | 건축성능및설비사양 | 신재생에너지 | 태양광 | 사양 | 종류 | 단결정
Module 3. Building Description and Characteristic | 건축성능및설비사양 | 신재생에너지 | 태양광 | 사양 | 종류 | 다결정
Module 3. Building Description and Characteristic | 건축성능및설비사양 | 신재생에너지 | 태양광 | 사양 | 효율(%)
Module 3. Building Description and Characteristic | 건축성능및설비사양 | 신재생에너지 | 태양광 | 사양 | 타입 | 밀착형
Module 3. Building Description and Characteristic | 건축성능및설비사양 | 신재생에너지 | 태양광 | 사양 | 타입 | 후면통풍형
Module 3. Building Description and Characteristic | 건축성능및설비사양 | 신재생에너지 | 태양광 | 사양 | 타입 | 기계환기형
Module 3. Building Description and Characteristic | 건축성능및설비사양 | 신재생에너지 | 태양광 | 설치년월
Module 3. Building Description and Characteristic | 건축성능및설비사양 | 신재생에너지 | 태양광 | 첨부사진 | 기기
Module 3. Building Description and Characteristic | 건축성능및설비사양 | 신재생에너지 | 태양광 | 첨부사진 | 사양
Module 3. Building Description and Characteristic | 건축성능및설비사양 | 신재생에너지 | 태양열 | 기기번호
Module 3. Building Description and Characteristic | 건축성능및설비사양 | 신재생에너지 | 태양열 | 가동구분 | 급탕
Module 3. Building Description and Characteristic | 건축성능및설비사양 | 신재생에너지 | 태양열 | 가동구분 | 난방+급탕
Module 3. Building Description and Characteristic | 건축성능및설비사양 | 신재생에너지 | 태양열 | 집열기유형 | 평판평
Module 3. Building Description and Characteristic | 건축성능및설비사양 | 신재생에너지 | 태양열 | 집열기유형 | 진공관형
Module 3. Building Description and Characteristic | 건축성능및설비사양 | 신재생에너지 | 태양열 | 면적(㎡)
Module 3. Building Description and Characteristic | 건축성능및설비사양 | 신재생에너지 | 태양열 | 방위 | 서
Module 3. Building Description and Characteristic | 건축성능및설비사양 | 신재생에너지 | 태양열 | 방위 | 남
Module 3. Building Description and Characteristic | 건축성능및설비사양 | 신재생에너지 | 태양열 | 방위 | 동
Module 3. Building Description and Characteristic | 건축성능및설비사양 | 신재생에너지 | 태양열 | 방위 | 남서
Module 3. Building Description and Characteristic | 건축성능및설비사양 | 신재생에너지 | 태양열 | 방위 | 남동
Module 3. Building Description and Characteristic | 건축성능및설비사양 | 신재생에너지 | 태양열 | 사양 | 집열효율(%)
Module 3. Building Description and Characteristic | 건축성능및설비사양 | 신재생에너지 | 태양열 | 사양 | 솔라펌프동력(W)
Module 3. Building Description and Characteristic | 건축성능및설비사양 | 신재생에너지 | 태양열 | 사양 | 탱크체적(l) | 급탕
Module 3. Building Description and Characteristic | 건축성능및설비사양 | 신재생에너지 | 태양열 | 사양 | 탱크체적(l) | 난방
Module 3. Building Description and Characteristic | 건축성능및설비사양 | 신재생에너지 | 태양열 | 축열탱크설치장소 | 난방공간
Module 3. Building Description and Characteristic | 건축성능및설비사양 | 신재생에너지 | 태양열 | 축열탱크설치장소 | 비난방공간
Module 3. Building Description and Characteristic | 건축성능및설비사양 | 신재생에너지 | 태양열 | 축열탱크설치장소 | 외부공간
Module 3. Building Description and Characteristic | 건축성능및설비사양 | 신재생에너지 | 태양열 | 설치년월
Module 3. Building Description and Characteristic | 건축성능및설비사양 | 신재생에너지 | 태양열 | 첨부사진 | 기기
Module 3. Building Description and Characteristic | 건축성능및설비사양 | 신재생에너지 | 태양열 | 첨부사진 | 사양
Module 3. Building Description and Characteristic | 건축성능및설비사양 | 신재생에너지 | 지열 | 기기번호
Module 3. Building Description and Characteristic | 건축성능및설비사양 | 신재생에너지 | 지열 | 냉난방구분 | 난방
Module 3. Building Description and Characteristic | 건축성능및설비사양 | 신재생에너지 | 지열 | 냉난방구분 | 급탕
Module 3. Building Description and Characteristic | 건축성능및설비사양 | 신재생에너지 | 지열 | 냉난방구분 | 난방+급탕
Module 3. Building Description and Characteristic | 건축성능및설비사양 | 신재생에너지 | 지열 | 냉난방구분 | 냉방
Module 3. Building Description and Characteristic | 건축성능및설비사양 | 신재생에너지 | 지열 | 냉난방구분 | 난방+냉방
Module 3. Building Description and Characteristic | 건축성능및설비사양 | 신재생에너지 | 지열 | 사용연료 | 난방유
Module 3. Building Description and Characteristic | 건축성능및설비사양 | 신재생에너지 | 지열 | 사용연료 | 전기
Module 3. Building Description and Characteristic | 건축성능및설비사양 | 신재생에너지 | 지열 | 사용연료 | 천연가스
Module 3. Building Description and Characteristic | 건축성능및설비사양 | 신재생에너지 | 지열 | 사용연료 | 액화가스
Module 3. Building Description and Characteristic | 건축성능및설비사양 | 신재생에너지 | 지열 | 사양 | 열원용량(kW) | 난방
Module 3. Building Description and Characteristic | 건축성능및설비사양 | 신재생에너지 | 지열 | 사양 | 열원용량(kW) | 냉방
Module 3. Building Description and Characteristic | 건축성능및설비사양 | 신재생에너지 | 지열 | 사양 | 소비전력(kW) | 난방
Module 3. Building Description and Characteristic | 건축성능및설비사양 | 신재생에너지 | 지열 | 사양 | 소비전력(kW) | 냉방
Module 3. Building Description and Characteristic | 건축성능및설비사양 | 신재생에너지 | 지열 | 사양 | 펌프용량(kW) | 1차
Module 3. Building Description and Characteristic | 건축성능및설비사양 | 신재생에너지 | 지열 | 사양 | 펌프용량(kW) | 2차
Module 3. Building Description and Characteristic | 건축성능및설비사양 | 신재생에너지 | 지열 | 설치년월
Module 3. Building Description and Characteristic | 건축성능및설비사양 | 신재생에너지 | 지열 | 대수(대)
Module 3. Building Description and Characteristic | 건축성능및설비사양 | 신재생에너지 | 지열 | 첨부사진 | 기기
Module 3. Building Description and Characteristic | 건축성능및설비사양 | 신재생에너지 | 지열 | 첨부사진 | 사양
Module 3. Building Description and Characteristic | 건축성능및설비사양 | 신재생에너지 | 기타 | 기기번호
Module 3. Building Description and Characteristic | 건축성능및설비사양 | 신재생에너지 | 기타 | 기기명
Module 3. Building Description and Characteristic | 건축성능및설비사양 | 신재생에너지 | 기타 | 위치 | 층
Module 3. Building Description and Characteristic | 건축성능및설비사양 | 신재생에너지 | 기타 | 위치 | 실
Module 3. Building Description and Characteristic | 건축성능및설비사양 | 신재생에너지 | 기타 | 사양 | 용량(kW)
Module 3. Building Description and Characteristic | 건축성능및설비사양 | 신재생에너지 | 기타 | 사양 | 효율(%)
Module 3. Building Description and Characteristic | 건축성능및설비사양 | 신재생에너지 | 기타 | 사양 | COP
Module 3. Building Description and Characteristic | 건축성능및설비사양 | 신재생에너지 | 기타 | 사양 | 기타사양
Module 3. Building Description and Characteristic | 건축성능및설비사양 | 신재생에너지 | 기타 | 설치년월
Module 3. Building Description and Characteristic | 건축성능및설비사양 | 신재생에너지 | 기타 | 대수(대)
Module 3. Building Description and Characteristic | 건축성능및설비사양 | 신재생에너지 | 기타 | 첨부사진 | 기기
Module 3. Building Description and Characteristic | 건축성능및설비사양 | 신재생에너지 | 기타 | 첨부사진 | 사양
Module 3. Building Description and Characteristic | 건축성능및설비사양 | BEMS | 중앙모니터링 | 존재유무
Module 3. Building Description and Characteristic | 건축성능및설비사양 | BEMS | 중앙모니터링 | 기기번호
Module 3. Building Description and Characteristic | 건축성능및설비사양 | BEMS | 중앙모니터링 | 관련내용
Module 3. Building Description and Characteristic | 건축성능및설비사양 | BEMS | 중앙모니터링 | 첨부사진
Module 3. Building Description and Characteristic | 건축성능및설비사양 | BEMS | 원격검침 | 존재유무
Module 3. Building Description and Characteristic | 건축성능및설비사양 | BEMS | 원격검침 | 기기번호
Module 3. Building Description and Characteristic | 건축성능및설비사양 | BEMS | 원격검침 | 관련내용
Module 3. Building Description and Characteristic | 건축성능및설비사양 | BEMS | 원격검침 | 구성방식
Module 3. Building Description and Characteristic | 건축성능및설비사양 | BEMS | 원격검침 | 첨부사진
Module 3. Building Description and Characteristic | 건축성능및설비사양 | 석면 | 석면건축물 | 해당여부
Module 3. Building Description and Characteristic | 건축성능및설비사양 | 석면 | 석면건축물 | 관리번호
Module 3. Building Description and Characteristic | 건축성능및설비사양 | 석면 | 석면조사 | 수행여부
Module 3. Building Description and Characteristic | 건축성능및설비사양 | 석면 | 석면조사 | 조사기관
Module 3. Building Description and Characteristic | 건축성능및설비사양 | 석면 | 석면조사 | 조사일자
LEVEL 0: Module 4. Building Related Documents; LEVEL 0: 건축물관련문서; LEVEL 1: 건축물대장; LEVEL 2: 보유유무 | 종류>>보유유무, 구성순서 변경
LEVEL 0: Module 4. Building Related Documents; LEVEL 0: 건축물관련문서; LEVEL 1: 건축물대장; LEVEL 2: 보유형태; LEVEL 3: 전자문서 | 전자도면>전자문서, 청사진>종이문서로 변환하여 항목공통화
Module 4. Building Related Documents | 건축물관련문서 | 건축물대장 | 보유형태 | 종이문서
Module 4. Building Related Documents | 건축물관련문서 | 건축물대장 | 보유형태 | 기타
Module 4. Building Related Documents | 건축물관련문서 | 건축물대장 | 첨부파일
Module 4. Building Related Documents | 건축물관련문서 | 건축도서 | 보유유무
Module 4. Building Related Documents | 건축물관련문서 | 건축도서 | 보유형태 | 전자문서
Module 4. Building Related Documents | 건축물관련문서 | 건축도서 | 보유형태 | 종이문서
Module 4. Building Related Documents | 건축물관련문서 | 건축도서 | 보유형태 | 기타
Module 4. Building Related Documents | 건축물관련문서 | 건축도서 | 첨부파일
Module 4. Building Related Documents | 건축물관련문서 | 기계도서 | 보유유무
Module 4. Building Related Documents | 건축물관련문서 | 기계도서 | 보유형태 | 전자문서
Module 4. Building Related Documents | 건축물관련문서 | 기계도서 | 보유형태 | 종이문서
Module 4. Building Related Documents | 건축물관련문서 | 기계도서 | 보유형태 | 기타
Module 4. Building Related Documents | 건축물관련문서 | 기계도서 | 첨부파일
Module 4. Building Related Documents | 건축물관련문서 | 전기도서 | 보유유무
Module 4. Building Related Documents | 건축물관련문서 | 전기도서 | 보유형태 | 전자문서
Module 4. Building Related Documents | 건축물관련문서 | 전기도서 | 보유형태 | 종이문서
Module 4. Building Related Documents | 건축물관련문서 | 전기도서 | 보유형태 | 기타
Module 4. Building Related Documents | 건축물관련문서 | 전기도서 | 첨부파일
Module 4. Building Related Documents | 건축물관련문서 | 구조보고서 | 보유유무
Module 4. Building Related Documents | 건축물관련문서 | 구조보고서 | 보유형태 | 전자문서
Module 4. Building Related Documents | 건축물관련문서 | 구조보고서 | 보유형태 | 종이문서
Module 4. Building Related Documents | 건축물관련문서 | 구조보고서 | 보유형태 | 기타
Module 4. Building Related Documents | 건축물관련문서 | 구조보고서 | 첨부파일
Module 4. Building Related Documents | 건축물관련문서 | 석면보고서 | 보유유무
Module 4. Building Related Documents | 건축물관련문서 | 석면보고서 | 보유형태 | 전자문서
Module 4. Building Related Documents | 건축물관련문서 | 석면보고서 | 보유형태 | 종이문서
Module 4. Building Related Documents | 건축물관련문서 | 석면보고서 | 보유형태 | 기타
Module 4. Building Related Documents | 건축물관련문서 | 석면보고서 | 첨부파일
Module 4. Building Related Documents | 건축물관련문서 | 기타 | 보유유무
Module 4. Building Related Documents | 건축물관련문서 | 기타 | 보유형태 | 전자문서
Module 4. Building Related Documents | 건축물관련문서 | 기타 | 보유형태 | 종이문서
Module 4. Building Related Documents | 건축물관련문서 | 기타 | 보유형태 | 기타
Module 4. Building Related Documents | 건축물관련문서 | 기타 | 첨부파일
Module 5. Green Remodeling Basic Information | GR기초정보 | 컨설팅날짜
Module 5. Green Remodeling Basic Information | GR기초정보 | 담당자 | 광역지자체 | 담당자이름
Module 5. Green Remodeling Basic Information | GR기초정보 | 담당자 | 광역지자체 | 연락처
Module 5. Green Remodeling Basic Information | GR기초정보 | 담당자 | 광역지자체 | 이메일
Module 5. Green Remodeling Basic Information | GR기초정보 | 담당자 | 기초지자체 | 담당자이름
Module 5. Green Remodeling Basic Information | GR기초정보 | 담당자 | 기초지자체 | 연락처
Module 5. Green Remodeling Basic Information | GR기초정보 | 담당자 | 기초지자체 | 이메일
Module 5. Green Remodeling Basic Information | GR기초정보 | 담당자 | 기초지자체 | 해당건물 관리경력
Module 5. Green Remodeling Basic Information | GR기초정보 | 담당자 | 건물운영자 | 담당자이름
Module 5. Green Remodeling Basic Information | GR기초정보 | 담당자 | 건물운영자 | 연락처
Module 5. Green Remodeling Basic Information | GR기초정보 | 담당자 | 건물운영자 | 이메일
Module 5. Green Remodeling Basic Information | GR기초정보 | 담당자 | 건물운영자 | 해당건물 관리경력
Module 5. Green Remodeling Basic Information | GR기초정보 | 담당자 | 그린리모델링수행업체 | 수행업체이름
Module 5. Green Remodeling Basic Information | GR기초정보 | 담당자 | 그린리모델링수행업체 | 수행자이름
Module 5. Green Remodeling Basic Information | GR기초정보 | 담당자 | 그린리모델링수행업체 | 연락처
Module 5. Green Remodeling Basic Information | GR기초정보 | 담당자 | 그린리모델링수행업체 | 이메일
Module 5. Green Remodeling Basic Information | GR기초정보 | GR필요범위 | 단순설비개선
Module 5. Green Remodeling Basic Information | GR기초정보 | GR필요범위 | 외피(단열/창호/마감)+설비개선
Module 5. Green Remodeling Basic Information | GR기초정보 | GR필요범위 | 증축 또는 평면개선
Module 5. Green Remodeling Basic Information | GR기초정보 | 도면관련 | 도면-현장일치여부
Module 5. Green Remodeling Basic Information | GR기초정보 | 도면관련 | 도면제공가능날짜
Module 5. Green Remodeling Basic Information | GR기초정보 | 추가공사관련 | 임의증축 | 해당여부
Module 5. Green Remodeling Basic Information | GR기초정보 | 추가공사관련 | 임의증축 | 개선방식 | 철거
Module 5. Green Remodeling Basic Information | GR기초정보 | 추가공사관련 | 임의증축 | 개선방식 | 증축(양성화)
Module 5. Green Remodeling Basic Information | GR기초정보 | 추가공사관련 | 구조보강/석면해체 | 필요여부 | 구조보강
Module 5. Green Remodeling Basic Information | GR기초정보 | 추가공사관련 | 구조보강/석면해체 | 필요여부 | 석면해체
Module 5. Green Remodeling Basic Information | GR기초정보 | 추가공사관련 | 구조보강/석면해체 | 필요여부 | 구조보강+석면해체
Module 5. Green Remodeling Basic Information | GR기초정보 | 추가공사관련 | 구조보강/석면해체 | 필요여부 | 해당없음
Module 5. Green Remodeling Basic Information | GR기초정보 | 추가공사관련 | 구조보강/석면해체 | 관련보고서제공날짜
LEVEL 0: Module 5. Green Remodeling Basic Information; LEVEL 0: GR기초정보; LEVEL 1: 리모델링방식; LEVEL 2: 재실여부 | 명칭에 대한 고민
Module 5. Green Remodeling Basic Information | GR기초정보 | 리모델링방식 | 공사가능기간 | 시작일시
Module 5. Green Remodeling Basic Information | GR기초정보 | 리모델링방식 | 공사가능기간 | 종료일시
Module 5. Green Remodeling Basic Information | GR기초정보 | 리모델링방식 | 비재실공사 확인사항 | 임대가능건물여부
Module 5. Green Remodeling Basic Information | GR기초정보 | 리모델링방식 | 비재실공사 확인사항 | 이주계획 | 이주계획수립여부
Module 5. Green Remodeling Basic Information | GR기초정보 | 리모델링방식 | 비재실공사 확인사항 | 이주계획 | 이주건물명
Module 5. Green Remodeling Basic Information | GR기초정보 | 리모델링방식 | 비재실공사 확인사항 | 이주계획 | 이주건물필요조치
Module 5. Green Remodeling Basic Information | GR기초정보 | 비용지원 | 국비지원비율 | 인지여부
Module 5. Green Remodeling Basic Information | GR기초정보 | 비용지원 | 적정지원금액범위(%)
Module 5. Green Remodeling Basic Information | GR기초정보 | 개선고려사항 | 주요하자사항 | 균열 | 내용
Module 5. Green Remodeling Basic Information | GR기초정보 | 개선고려사항 | 주요하자사항 | 균열 | 위치
Module 5. Green Remodeling Basic Information | GR기초정보 | 개선고려사항 | 주요하자사항 | 누수 | 내용
Module 5. Green Remodeling Basic Information | GR기초정보 | 개선고려사항 | 주요하자사항 | 누수 | 위치
Module 5. Green Remodeling Basic Information | GR기초정보 | 개선고려사항 | 주요하자사항 | 결로/곰팡이 | 내용
Module 5. Green Remodeling Basic Information | GR기초정보 | 개선고려사항 | 주요하자사항 | 결로/곰팡이 | 위치
Module 5. Green Remodeling Basic Information | GR기초정보 | 개선고려사항 | 주요하자사항 | 기타 | 내용
Module 5. Green Remodeling Basic Information | GR기초정보 | 개선고려사항 | 주요하자사항 | 기타 | 위치
Module 5. Green Remodeling Basic Information | GR기초정보 | 개선고려사항 | 개선우선순위 | 외벽
Module 5. Green Remodeling Basic Information | GR기초정보 | 개선고려사항 | 개선우선순위 | 지붕
Module 5. Green Remodeling Basic Information | GR기초정보 | 개선고려사항 | 개선우선순위 | 바닥난방
Module 5. Green Remodeling Basic Information | GR기초정보 | 개선고려사항 | 개선우선순위 | 창호
Module 5. Green Remodeling Basic Information | GR기초정보 | 개선고려사항 | 개선우선순위 | 문/발코니
Module 5. Green Remodeling Basic Information | GR기초정보 | 개선고려사항 | 개선우선순위 | 난방기기
Module 5. Green Remodeling Basic Information | GR기초정보 | 개선고려사항 | 개선우선순위 | 냉방기기
Module 5. Green Remodeling Basic Information | GR기초정보 | 개선고려사항 | 개선우선순위 | 급탕기기
Module 5. Green Remodeling Basic Information | GR기초정보 | 개선고려사항 | 개선우선순위 | 환기기기
Module 5. Green Remodeling Basic Information | GR기초정보 | 개선고려사항 | 개선우선순위 | 조명기기
Module 5. Green Remodeling Basic Information | GR기초정보 | 개선고려사항 | 개선우선순위 | 신재생기기
Module 5. Green Remodeling Basic Information | GR기초정보 | 개선고려사항 | 개선우선순위 | BEMS
Module 5. Green Remodeling Basic Information | GR기초정보 | 개선고려사항 | 개선우선순위 | 석면
Module 5. Green Remodeling Basic Information | GR기초정보 | 개선고려사항 | 기타개선필요부위
Module 5. Green Remodeling Basic Information | GR기초정보 | 개선고려사항 | 기타개선고려사항 | 여부
Module 5. Green Remodeling Basic Information | GR기초정보 | 개선고려사항 | 기타개선고려사항 | 기타
Module 5. Green Remodeling Basic Information | GR기초정보 | 기타정부지원사업 | 사업명 | 화재안전성능보강
Module 5. Green Remodeling Basic Information | GR기초정보 | 기타정부지원사업 | 사업명 | 내진성능보강
Module 5. Green Remodeling Basic Information | GR기초정보 | 기타정부지원사업 | 사업명 | 어린이집기능보강사업
Module 5. Green Remodeling Basic Information | GR기초정보 | 기타정부지원사업 | 사업명 | 기타
Module 5. Green Remodeling Basic Information | GR기초정보 | 기타정부지원사업 | 계획일자 | 시작일자
Module 5. Green Remodeling Basic Information | GR기초정보 | 기타정부지원사업 | 계획일자 | 종료일자
Module 5. Green Remodeling Basic Information | GR기초정보 | 기타정부지원사업 | 기타특이사항
Module 6. Green Remodeling Decision Making | GR의사결정 | 건축 | 외벽 | 부위번호
Module 6. Green Remodeling Decision Making | GR의사결정 | 건축 | 외벽 | 부위위치
Module 6. Green Remodeling Decision Making | GR의사결정 | 건축 | 외벽 | 외단열 | 시공가능여부
Module 6. Green Remodeling Decision Making | GR의사결정 | 건축 | 외벽 | 외단열 | 불가능사유
Module 6. Green Remodeling Decision Making | GR의사결정 | 건축 | 외벽 | 하자사항 | 하자유무
Module 6. Green Remodeling Decision Making | GR의사결정 | 건축 | 외벽 | 하자사항 | 하자부위 및 마감
Module 6. Green Remodeling Decision Making | GR의사결정 | 건축 | 외벽 | 하자사항 | 하자내용
Module 6. Green Remodeling Decision Making | GR의사결정 | 건축 | 외벽 | 하자사항 | 첨부사진
Module 6. Green Remodeling Decision Making | GR의사결정 | 건축 | 외벽 | 개선여부 | 필요
Module 6. Green Remodeling Decision Making | GR의사결정 | 건축 | 외벽 | 개선여부 | 불필요
Module 6. Green Remodeling Decision Making | GR의사결정 | 건축 | 외벽 | 노후도평가 | 양호
Module 6. Green Remodeling Decision Making | GR의사결정 | 건축 | 외벽 | 노후도평가 | 보통 |  |  | 하자사항에 대한 사진 첨부
Module 6. Green Remodeling Decision Making | GR의사결정 | 건축 | 외벽 | 노후도평가 | 불량
Module 6. Green Remodeling Decision Making | GR의사결정 | 건축 | 지붕 | 부위번호
Module 6. Green Remodeling Decision Making | GR의사결정 | 건축 | 지붕 | 부위위치
Module 6. Green Remodeling Decision Making | GR의사결정 | 건축 | 지붕 | 외단열 | 시공가능여부
Module 6. Green Remodeling Decision Making | GR의사결정 | 건축 | 지붕 | 외단열 | 불가능사유
Module 6. Green Remodeling Decision Making | GR의사결정 | 건축 | 지붕 | 하자사항 | 하자유무
Module 6. Green Remodeling Decision Making | GR의사결정 | 건축 | 지붕 | 하자사항 | 하자부위 및 마감
Module 6. Green Remodeling Decision Making | GR의사결정 | 건축 | 지붕 | 하자사항 | 하자내용
Module 6. Green Remodeling Decision Making | GR의사결정 | 건축 | 지붕 | 하자사항 | 첨부사진
Module 6. Green Remodeling Decision Making | GR의사결정 | 건축 | 지붕 | 개선여부 | 필요
Module 6. Green Remodeling Decision Making | GR의사결정 | 건축 | 지붕 | 개선여부 | 불필요
Module 6. Green Remodeling Decision Making | GR의사결정 | 건축 | 지붕 | 노후도평가 | 양호
Module 6. Green Remodeling Decision Making | GR의사결정 | 건축 | 지붕 | 노후도평가 | 보통
Module 6. Green Remodeling Decision Making | GR의사결정 | 건축 | 지붕 | 노후도평가 | 불량
Module 6. Green Remodeling Decision Making | GR의사결정 | 건축 | 최하층바닥 | 부위번호
Module 6. Green Remodeling Decision Making | GR의사결정 | 건축 | 최하층바닥 | 부위위치
Module 6. Green Remodeling Decision Making | GR의사결정 | 건축 | 최하층바닥 | 하자사항 | 하자유무
Module 6. Green Remodeling Decision Making | GR의사결정 | 건축 | 최하층바닥 | 하자사항 | 하자부위 및 마감
Module 6. Green Remodeling Decision Making | GR의사결정 | 건축 | 최하층바닥 | 하자사항 | 하자내용
Module 6. Green Remodeling Decision Making | GR의사결정 | 건축 | 최하층바닥 | 하자사항 | 하자원인 | 누수
Module 6. Green Remodeling Decision Making | GR의사결정 | 건축 | 최하층바닥 | 하자사항 | 하자원인 | 결로
Module 6. Green Remodeling Decision Making | GR의사결정 | 건축 | 최하층바닥 | 하자사항 | 하자원인 | 노후화 및 효율저하
Module 6. Green Remodeling Decision Making | GR의사결정 | 건축 | 최하층바닥 | 하자사항 | 첨부사진
Module 6. Green Remodeling Decision Making | GR의사결정 | 건축 | 최하층바닥 | 개선여부 | 필요
Module 6. Green Remodeling Decision Making | GR의사결정 | 건축 | 최하층바닥 | 개선여부 | 불필요
Module 6. Green Remodeling Decision Making | GR의사결정 | 건축 | 최하층바닥 | 노후도평가 | 양호
Module 6. Green Remodeling Decision Making | GR의사결정 | 건축 | 최하층바닥 | 노후도평가 | 보통 |  |  | 앞에 분류체계에는 없으나 여기서는 내벽, 천장 등 실내의 건축적요소에 대한 내용이 추가됨
Module 6. Green Remodeling Decision Making | GR의사결정 | 건축 | 최하층바닥 | 노후도평가 | 불량
Module 6. Green Remodeling Decision Making | GR의사결정 | 건축 | 내벽 | 부위번호
Module 6. Green Remodeling Decision Making | GR의사결정 | 건축 | 내벽 | 부위위치
Module 6. Green Remodeling Decision Making | GR의사결정 | 건축 | 내벽 | 하자사항 | 하자유무
Module 6. Green Remodeling Decision Making | GR의사결정 | 건축 | 내벽 | 하자사항 | 실내마감
Module 6. Green Remodeling Decision Making | GR의사결정 | 건축 | 내벽 | 하자사항 | 하자내용
Module 6. Green Remodeling Decision Making | GR의사결정 | 건축 | 내벽 | 하자사항 | 첨부사진
Module 6. Green Remodeling Decision Making | GR의사결정 | 건축 | 내벽 | 개선여부 | 필요
Module 6. Green Remodeling Decision Making | GR의사결정 | 건축 | 내벽 | 개선여부 | 불필요
Module 6. Green Remodeling Decision Making | GR의사결정 | 건축 | 내벽 | 노후도평가 | 양호
Module 6. Green Remodeling Decision Making | GR의사결정 | 건축 | 내벽 | 노후도평가 | 보통
Module 6. Green Remodeling Decision Making | GR의사결정 | 건축 | 내벽 | 노후도평가 | 불량
Module 6. Green Remodeling Decision Making | GR의사결정 | 건축 | 천장 | 부위번호
Module 6. Green Remodeling Decision Making | GR의사결정 | 건축 | 천장 | 부위위치
Module 6. Green Remodeling Decision Making | GR의사결정 | 건축 | 천장 | 하자사항 | 하자유무
Module 6. Green Remodeling Decision Making | GR의사결정 | 건축 | 천장 | 하자사항 | 실내마감
Module 6. Green Remodeling Decision Making | GR의사결정 | 건축 | 천장 | 하자사항 | 하자내용
Module 6. Green Remodeling Decision Making | GR의사결정 | 건축 | 천장 | 하자사항 | 첨부사진
Module 6. Green Remodeling Decision Making | GR의사결정 | 건축 | 천장 | 개선여부 | 필요
Module 6. Green Remodeling Decision Making | GR의사결정 | 건축 | 천장 | 개선여부 | 불필요 |  |  | 기존에 창호, 문 합쳐서 평가하도록 되어 있으나 분리하여 각각을 평가하도록 함
Module 6. Green Remodeling Decision Making | GR의사결정 | 건축 | 천장 | 노후도평가 | 양호
Module 6. Green Remodeling Decision Making | GR의사결정 | 건축 | 천장 | 노후도평가 | 보통
Module 6. Green Remodeling Decision Making | GR의사결정 | 건축 | 천장 | 노후도평가 | 불량
Module 6. Green Remodeling Decision Making | GR의사결정 | 건축 | 창호 | 부위번호
Module 6. Green Remodeling Decision Making | GR의사결정 | 건축 | 창호 | 부위위치
Module 6. Green Remodeling Decision Making | GR의사결정 | 건축 | 창호 | 하자사항 | 하자유무
Module 6. Green Remodeling Decision Making | GR의사결정 | 건축 | 창호 | 하자사항 | 하자내용
Module 6. Green Remodeling Decision Making | GR의사결정 | 건축 | 창호 | 하자사항 | 첨부사진
Module 6. Green Remodeling Decision Making | GR의사결정 | 건축 | 창호 | 개선여부 | 필요
Module 6. Green Remodeling Decision Making | GR의사결정 | 건축 | 창호 | 개선여부 | 불필요
Module 6. Green Remodeling Decision Making | GR의사결정 | 건축 | 창호 | 노후도평가 | 양호
Module 6. Green Remodeling Decision Making | GR의사결정 | 건축 | 창호 | 노후도평가 | 보통
Module 6. Green Remodeling Decision Making | GR의사결정 | 건축 | 창호 | 노후도평가 | 불량
Module 6. Green Remodeling Decision Making | GR의사결정 | 건축 | 출입문/발코니 | 부위번호
Module 6. Green Remodeling Decision Making | GR의사결정 | 건축 | 출입문/발코니 | 부위위치
Module 6. Green Remodeling Decision Making | GR의사결정 | 건축 | 출입문/발코니 | 하자사항 | 하자유무
Module 6. Green Remodeling Decision Making | GR의사결정 | 건축 | 출입문/발코니 | 하자사항 | 하자내용
Module 6. Green Remodeling Decision Making | GR의사결정 | 건축 | 출입문/발코니 | 하자사항 | 첨부사진
Module 6. Green Remodeling Decision Making | GR의사결정 | 건축 | 출입문/발코니 | 개선여부 | 필요
Module 6. Green Remodeling Decision Making | GR의사결정 | 건축 | 출입문/발코니 | 개선여부 | 불필요
Module 6. Green Remodeling Decision Making | GR의사결정 | 건축 | 출입문/발코니 | 노후도평가 | 양호
Module 6. Green Remodeling Decision Making | GR의사결정 | 건축 | 출입문/발코니 | 노후도평가 | 보통
Module 6. Green Remodeling Decision Making | GR의사결정 | 건축 | 출입문/발코니 | 노후도평가 | 불량
Module 6. Green Remodeling Decision Making | GR의사결정 | 기계 | 난방기기 | 열원기기 | 보일러 | 기기번호 |  |  | 기존 구분/내용/현황설명으로 구성되어 있어서 필요한 내용만 작성할수 있도록 구성 수정
Module 6. Green Remodeling Decision Making | GR의사결정 | 기계 | 난방기기 | 열원기기 | 보일러 | 하자사항 | 발생유무
Module 6. Green Remodeling Decision Making | GR의사결정 | 기계 | 난방기기 | 열원기기 | 보일러 | 하자사항 | 현황설명
Module 6. Green Remodeling Decision Making | GR의사결정 | 기계 | 난방기기 | 열원기기 | 보일러 | 하자사항 | 첨부사진
Module 6. Green Remodeling Decision Making | GR의사결정 | 기계 | 난방기기 | 열원기기 | 보일러 | 개선여부 | 필요
Module 6. Green Remodeling Decision Making | GR의사결정 | 기계 | 난방기기 | 열원기기 | 보일러 | 개선여부 | 불필요
Module 6. Green Remodeling Decision Making | GR의사결정 | 기계 | 난방기기 | 열원기기 | 보일러 | 외관상태 | 우수
Module 6. Green Remodeling Decision Making | GR의사결정 | 기계 | 난방기기 | 열원기기 | 보일러 | 외관상태 | 보통
Module 6. Green Remodeling Decision Making | GR의사결정 | 기계 | 난방기기 | 열원기기 | 보일러 | 외관상태 | 불량
Module 6. Green Remodeling Decision Making | GR의사결정 | 기계 | 난방기기 | 열원기기 | 보일러 | 단열/방음조치상태 | 우수
Module 6. Green Remodeling Decision Making | GR의사결정 | 기계 | 난방기기 | 열원기기 | 보일러 | 단열/방음조치상태 | 보통
Module 6. Green Remodeling Decision Making | GR의사결정 | 기계 | 난방기기 | 열원기기 | 보일러 | 단열/방음조치상태 | 불량
Module 6. Green Remodeling Decision Making | GR의사결정 | 기계 | 난방기기 | 열원기기 | 보일러 | 진동/소음정도 | 우수
Module 6. Green Remodeling Decision Making | GR의사결정 | 기계 | 난방기기 | 열원기기 | 보일러 | 진동/소음정도 | 보통
Module 6. Green Remodeling Decision Making | GR의사결정 | 기계 | 난방기기 | 열원기기 | 보일러 | 진동/소음정도 | 불량
Module 6. Green Remodeling Decision Making | GR의사결정 | 기계 | 난방기기 | 열원기기 | 보일러 | 고정부결합상태 | 우수
Module 6. Green Remodeling Decision Making | GR의사결정 | 기계 | 난방기기 | 열원기기 | 보일러 | 고정부결합상태 | 보통
Module 6. Green Remodeling Decision Making | GR의사결정 | 기계 | 난방기기 | 열원기기 | 보일러 | 고정부결합상태 | 불량
Module 6. Green Remodeling Decision Making | GR의사결정 | 기계 | 난방기기 | 열원기기 | 보일러 | 설비표면누수유무 | 우수
Module 6. Green Remodeling Decision Making | GR의사결정 | 기계 | 난방기기 | 열원기기 | 보일러 | 설비표면누수유무 | 보통
Module 6. Green Remodeling Decision Making | GR의사결정 | 기계 | 난방기기 | 열원기기 | 보일러 | 설비표면누수유무 | 불량
Module 6. Green Remodeling Decision Making | GR의사결정 | 기계 | 난방기기 | 열원기기 | 히트펌프 | 기기번호
Module 6. Green Remodeling Decision Making | GR의사결정 | 기계 | 난방기기 | 열원기기 | 히트펌프 | 하자사항 | 발생유무
Module 6. Green Remodeling Decision Making | GR의사결정 | 기계 | 난방기기 | 열원기기 | 히트펌프 | 하자사항 | 현황설명
Module 6. Green Remodeling Decision Making | GR의사결정 | 기계 | 난방기기 | 열원기기 | 히트펌프 | 하자사항 | 첨부사진
Module 6. Green Remodeling Decision Making | GR의사결정 | 기계 | 난방기기 | 열원기기 | 히트펌프 | 개선여부 | 필요
Module 6. Green Remodeling Decision Making | GR의사결정 | 기계 | 난방기기 | 열원기기 | 히트펌프 | 개선여부 | 불필요
Module 6. Green Remodeling Decision Making | GR의사결정 | 기계 | 난방기기 | 열원기기 | 히트펌프 | 외관상태 | 우수
Module 6. Green Remodeling Decision Making | GR의사결정 | 기계 | 난방기기 | 열원기기 | 히트펌프 | 외관상태 | 보통
Module 6. Green Remodeling Decision Making | GR의사결정 | 기계 | 난방기기 | 열원기기 | 히트펌프 | 외관상태 | 불량
Module 6. Green Remodeling Decision Making | GR의사결정 | 기계 | 난방기기 | 열원기기 | 히트펌프 | 단열/방음조치상태 | 우수
Module 6. Green Remodeling Decision Making | GR의사결정 | 기계 | 난방기기 | 열원기기 | 히트펌프 | 단열/방음조치상태 | 보통
Module 6. Green Remodeling Decision Making | GR의사결정 | 기계 | 난방기기 | 열원기기 | 히트펌프 | 단열/방음조치상태 | 불량
Module 6. Green Remodeling Decision Making | GR의사결정 | 기계 | 난방기기 | 열원기기 | 히트펌프 | 진동/소음정도 | 우수
Module 6. Green Remodeling Decision Making | GR의사결정 | 기계 | 난방기기 | 열원기기 | 히트펌프 | 진동/소음정도 | 보통
Module 6. Green Remodeling Decision Making | GR의사결정 | 기계 | 난방기기 | 열원기기 | 히트펌프 | 진동/소음정도 | 불량
Module 6. Green Remodeling Decision Making | GR의사결정 | 기계 | 난방기기 | 열원기기 | 히트펌프 | 고정부결합상태 | 우수
Module 6. Green Remodeling Decision Making | GR의사결정 | 기계 | 난방기기 | 열원기기 | 히트펌프 | 고정부결합상태 | 보통
Module 6. Green Remodeling Decision Making | GR의사결정 | 기계 | 난방기기 | 열원기기 | 히트펌프 | 고정부결합상태 | 불량
Module 6. Green Remodeling Decision Making | GR의사결정 | 기계 | 난방기기 | 열원기기 | 히트펌프 | 설비표면누수유무 | 우수
Module 6. Green Remodeling Decision Making | GR의사결정 | 기계 | 난방기기 | 열원기기 | 히트펌프 | 설비표면누수유무 | 보통
Module 6. Green Remodeling Decision Making | GR의사결정 | 기계 | 난방기기 | 열원기기 | 히트펌프 | 설비표면누수유무 | 불량
Module 6. Green Remodeling Decision Making | GR의사결정 | 기계 | 난방기기 | 열원기기 | 히트펌프 | 기기번호
Module 6. Green Remodeling Decision Making | GR의사결정 | 기계 | 난방기기 | 열원기기 | 히트펌프 | 하자사항 | 발생유무
Module 6. Green Remodeling Decision Making | GR의사결정 | 기계 | 난방기기 | 열원기기 | 히트펌프 | 하자사항 | 현황설명
Module 6. Green Remodeling Decision Making | GR의사결정 | 기계 | 난방기기 | 열원기기 | 히트펌프 | 하자사항 | 첨부사진
Module 6. Green Remodeling Decision Making | GR의사결정 | 기계 | 난방기기 | 열원기기 | 히트펌프 | 개선여부 | 필요
Module 6. Green Remodeling Decision Making | GR의사결정 | 기계 | 난방기기 | 열원기기 | 히트펌프 | 개선여부 | 불필요
Module 6. Green Remodeling Decision Making | GR의사결정 | 기계 | 난방기기 | 열원기기 | 히트펌프 | 외관상태 | 우수
Module 6. Green Remodeling Decision Making | GR의사결정 | 기계 | 난방기기 | 열원기기 | 히트펌프 | 외관상태 | 보통
Module 6. Green Remodeling Decision Making | GR의사결정 | 기계 | 난방기기 | 열원기기 | 히트펌프 | 외관상태 | 불량
Module 6. Green Remodeling Decision Making | GR의사결정 | 기계 | 난방기기 | 열원기기 | 히트펌프 | 단열/방음조치상태 | 우수
Module 6. Green Remodeling Decision Making | GR의사결정 | 기계 | 난방기기 | 열원기기 | 히트펌프 | 단열/방음조치상태 | 보통
Module 6. Green Remodeling Decision Making | GR의사결정 | 기계 | 난방기기 | 열원기기 | 히트펌프 | 단열/방음조치상태 | 불량
Module 6. Green Remodeling Decision Making | GR의사결정 | 기계 | 난방기기 | 열원기기 | 히트펌프 | 진동/소음정도 | 우수
Module 6. Green Remodeling Decision Making | GR의사결정 | 기계 | 난방기기 | 열원기기 | 히트펌프 | 진동/소음정도 | 보통
Module 6. Green Remodeling Decision Making | GR의사결정 | 기계 | 난방기기 | 열원기기 | 히트펌프 | 진동/소음정도 | 불량
Module 6. Green Remodeling Decision Making | GR의사결정 | 기계 | 난방기기 | 열원기기 | 히트펌프 | 고정부결합상태 | 우수
Module 6. Green Remodeling Decision Making | GR의사결정 | 기계 | 난방기기 | 열원기기 | 히트펌프 | 고정부결합상태 | 보통
Module 6. Green Remodeling Decision Making | GR의사결정 | 기계 | 난방기기 | 열원기기 | 히트펌프 | 고정부결합상태 | 불량
Module 6. Green Remodeling Decision Making | GR의사결정 | 기계 | 난방기기 | 열원기기 | 히트펌프 | 설비표면누수유무 | 우수
Module 6. Green Remodeling Decision Making | GR의사결정 | 기계 | 난방기기 | 열원기기 | 히트펌프 | 설비표면누수유무 | 보통
Module 6. Green Remodeling Decision Making | GR의사결정 | 기계 | 난방기기 | 열원기기 | 히트펌프 | 설비표면누수유무 | 불량
Module 6. Green Remodeling Decision Making | GR의사결정 | 기계 | 난방기기 | 열원기기 | 지역난방 | 기기번호
Module 6. Green Remodeling Decision Making | GR의사결정 | 기계 | 난방기기 | 열원기기 | 지역난방 | 하자사항 | 발생유무
Module 6. Green Remodeling Decision Making | GR의사결정 | 기계 | 난방기기 | 열원기기 | 지역난방 | 하자사항 | 현황설명
Module 6. Green Remodeling Decision Making | GR의사결정 | 기계 | 난방기기 | 열원기기 | 지역난방 | 하자사항 | 첨부사진
Module 6. Green Remodeling Decision Making | GR의사결정 | 기계 | 난방기기 | 열원기기 | 지역난방 | 개선여부 | 필요
Module 6. Green Remodeling Decision Making | GR의사결정 | 기계 | 난방기기 | 열원기기 | 지역난방 | 개선여부 | 불필요
Module 6. Green Remodeling Decision Making | GR의사결정 | 기계 | 난방기기 | 열원기기 | 지역난방 | 외관상태 | 우수
Module 6. Green Remodeling Decision Making | GR의사결정 | 기계 | 난방기기 | 열원기기 | 지역난방 | 외관상태 | 보통
Module 6. Green Remodeling Decision Making | GR의사결정 | 기계 | 난방기기 | 열원기기 | 지역난방 | 외관상태 | 불량
Module 6. Green Remodeling Decision Making | GR의사결정 | 기계 | 난방기기 | 열원기기 | 지역난방 | 단열/방음조치상태 | 우수
Module 6. Green Remodeling Decision Making | GR의사결정 | 기계 | 난방기기 | 열원기기 | 지역난방 | 단열/방음조치상태 | 보통
Module 6. Green Remodeling Decision Making | GR의사결정 | 기계 | 난방기기 | 열원기기 | 지역난방 | 단열/방음조치상태 | 불량
Module 6. Green Remodeling Decision Making | GR의사결정 | 기계 | 난방기기 | 열원기기 | 지역난방 | 진동/소음정도 | 우수
Module 6. Green Remodeling Decision Making | GR의사결정 | 기계 | 난방기기 | 열원기기 | 지역난방 | 진동/소음정도 | 보통
Module 6. Green Remodeling Decision Making | GR의사결정 | 기계 | 난방기기 | 열원기기 | 지역난방 | 진동/소음정도 | 불량
Module 6. Green Remodeling Decision Making | GR의사결정 | 기계 | 난방기기 | 열원기기 | 지역난방 | 고정부결합상태 | 우수
Module 6. Green Remodeling Decision Making | GR의사결정 | 기계 | 난방기기 | 열원기기 | 지역난방 | 고정부결합상태 | 보통
Module 6. Green Remodeling Decision Making | GR의사결정 | 기계 | 난방기기 | 열원기기 | 지역난방 | 고정부결합상태 | 불량
Module 6. Green Remodeling Decision Making | GR의사결정 | 기계 | 난방기기 | 열원기기 | 지역난방 | 설비표면누수유무 | 우수
Module 6. Green Remodeling Decision Making | GR의사결정 | 기계 | 난방기기 | 열원기기 | 지역난방 | 설비표면누수유무 | 보통
Module 6. Green Remodeling Decision Making | GR의사결정 | 기계 | 난방기기 | 열원기기 | 지역난방 | 설비표면누수유무 | 불량
Module 6. Green Remodeling Decision Making | GR의사결정 | 기계 | 난방기기 | 열원기기 | 기타 | 기기번호
Module 6. Green Remodeling Decision Making | GR의사결정 | 기계 | 난방기기 | 열원기기 | 기타 | 하자사항 | 발생유무
Module 6. Green Remodeling Decision Making | GR의사결정 | 기계 | 난방기기 | 열원기기 | 기타 | 하자사항 | 현황설명
Module 6. Green Remodeling Decision Making | GR의사결정 | 기계 | 난방기기 | 열원기기 | 기타 | 하자사항 | 첨부사진
Module 6. Green Remodeling Decision Making | GR의사결정 | 기계 | 난방기기 | 열원기기 | 기타 | 개선여부 | 필요
Module 6. Green Remodeling Decision Making | GR의사결정 | 기계 | 난방기기 | 열원기기 | 기타 | 개선여부 | 불필요
Module 6. Green Remodeling Decision Making | GR의사결정 | 기계 | 난방기기 | 열원기기 | 기타 | 외관상태 | 우수
Module 6. Green Remodeling Decision Making | GR의사결정 | 기계 | 난방기기 | 열원기기 | 기타 | 외관상태 | 보통
Module 6. Green Remodeling Decision Making | GR의사결정 | 기계 | 난방기기 | 열원기기 | 기타 | 외관상태 | 불량
Module 6. Green Remodeling Decision Making | GR의사결정 | 기계 | 난방기기 | 열원기기 | 기타 | 단열/방음조치상태 | 우수
Module 6. Green Remodeling Decision Making | GR의사결정 | 기계 | 난방기기 | 열원기기 | 기타 | 단열/방음조치상태 | 보통
Module 6. Green Remodeling Decision Making | GR의사결정 | 기계 | 난방기기 | 열원기기 | 기타 | 단열/방음조치상태 | 불량
Module 6. Green Remodeling Decision Making | GR의사결정 | 기계 | 난방기기 | 열원기기 | 기타 | 진동/소음정도 | 우수
Module 6. Green Remodeling Decision Making | GR의사결정 | 기계 | 난방기기 | 열원기기 | 기타 | 진동/소음정도 | 보통
Module 6. Green Remodeling Decision Making | GR의사결정 | 기계 | 난방기기 | 열원기기 | 기타 | 진동/소음정도 | 불량
Module 6. Green Remodeling Decision Making | GR의사결정 | 기계 | 난방기기 | 열원기기 | 기타 | 고정부결합상태 | 우수
Module 6. Green Remodeling Decision Making | GR의사결정 | 기계 | 난방기기 | 열원기기 | 기타 | 고정부결합상태 | 보통
Module 6. Green Remodeling Decision Making | GR의사결정 | 기계 | 난방기기 | 열원기기 | 기타 | 고정부결합상태 | 불량
Module 6. Green Remodeling Decision Making | GR의사결정 | 기계 | 난방기기 | 열원기기 | 기타 | 설비표면누수유무 | 우수
Module 6. Green Remodeling Decision Making | GR의사결정 | 기계 | 난방기기 | 열원기기 | 기타 | 설비표면누수유무 | 보통
Module 6. Green Remodeling Decision Making | GR의사결정 | 기계 | 난방기기 | 열원기기 | 기타 | 설비표면누수유무 | 불량
Module 6. Green Remodeling Decision Making | GR의사결정 | 기계 | 난방기기 | 공급기기 | 기기번호
Module 6. Green Remodeling Decision Making | GR의사결정 | 기계 | 난방기기 | 공급기기 | 하자사항 | 발생유무
Module 6. Green Remodeling Decision Making | GR의사결정 | 기계 | 난방기기 | 공급기기 | 하자사항 | 현황설명
Module 6. Green Remodeling Decision Making | GR의사결정 | 기계 | 난방기기 | 공급기기 | 하자사항 | 첨부사진
Module 6. Green Remodeling Decision Making | GR의사결정 | 기계 | 난방기기 | 공급기기 | 개선여부 | 필요
Module 6. Green Remodeling Decision Making | GR의사결정 | 기계 | 난방기기 | 공급기기 | 개선여부 | 불필요 |  |  | 열원기기 기기별로 개선여부 확인하는 것처럼 공급/바닥난방도 각각 나누어야 할까?
Module 6. Green Remodeling Decision Making | GR의사결정 | 기계 | 난방기기 | 공급기기 | 외관상태 | 우수 |  |  | 그리고 음. 그,,, 각 기기별 고유번호를 붙여야 할거 같음
Module 6. Green Remodeling Decision Making | GR의사결정 | 기계 | 난방기기 | 공급기기 | 외관상태 | 보통
Module 6. Green Remodeling Decision Making | GR의사결정 | 기계 | 난방기기 | 공급기기 | 외관상태 | 불량
Module 6. Green Remodeling Decision Making | GR의사결정 | 기계 | 난방기기 | 공급기기 | 단열/방음조치상태 | 우수
Module 6. Green Remodeling Decision Making | GR의사결정 | 기계 | 난방기기 | 공급기기 | 단열/방음조치상태 | 보통
Module 6. Green Remodeling Decision Making | GR의사결정 | 기계 | 난방기기 | 공급기기 | 단열/방음조치상태 | 불량
Module 6. Green Remodeling Decision Making | GR의사결정 | 기계 | 난방기기 | 공급기기 | 진동/소음정도 | 우수
Module 6. Green Remodeling Decision Making | GR의사결정 | 기계 | 난방기기 | 공급기기 | 진동/소음정도 | 보통
Module 6. Green Remodeling Decision Making | GR의사결정 | 기계 | 난방기기 | 공급기기 | 진동/소음정도 | 불량
Module 6. Green Remodeling Decision Making | GR의사결정 | 기계 | 난방기기 | 공급기기 | 고정부결합상태 | 우수
Module 6. Green Remodeling Decision Making | GR의사결정 | 기계 | 난방기기 | 공급기기 | 고정부결합상태 | 보통
Module 6. Green Remodeling Decision Making | GR의사결정 | 기계 | 난방기기 | 공급기기 | 고정부결합상태 | 불량
Module 6. Green Remodeling Decision Making | GR의사결정 | 기계 | 난방기기 | 공급기기 | 설비표면누수유무 | 우수
Module 6. Green Remodeling Decision Making | GR의사결정 | 기계 | 난방기기 | 공급기기 | 설비표면누수유무 | 보통
Module 6. Green Remodeling Decision Making | GR의사결정 | 기계 | 난방기기 | 공급기기 | 설비표면누수유무 | 불량
Module 6. Green Remodeling Decision Making | GR의사결정 | 기계 | 난방기기 | 바닥난방 | 기기번호
Module 6. Green Remodeling Decision Making | GR의사결정 | 기계 | 난방기기 | 바닥난방 | 하자사항 | 발생유무
Module 6. Green Remodeling Decision Making | GR의사결정 | 기계 | 난방기기 | 바닥난방 | 하자사항 | 현황설명
Module 6. Green Remodeling Decision Making | GR의사결정 | 기계 | 난방기기 | 바닥난방 | 하자사항 | 첨부사진
Module 6. Green Remodeling Decision Making | GR의사결정 | 기계 | 난방기기 | 바닥난방 | 개선여부 | 필요
Module 6. Green Remodeling Decision Making | GR의사결정 | 기계 | 난방기기 | 바닥난방 | 개선여부 | 불필요
Module 6. Green Remodeling Decision Making | GR의사결정 | 기계 | 냉방기기 | 열원기기 | 히트펌프 | 기기번호
Module 6. Green Remodeling Decision Making | GR의사결정 | 기계 | 냉방기기 | 열원기기 | 히트펌프 | 하자사항 | 발생유무
Module 6. Green Remodeling Decision Making | GR의사결정 | 기계 | 냉방기기 | 열원기기 | 히트펌프 | 하자사항 | 현황설명
Module 6. Green Remodeling Decision Making | GR의사결정 | 기계 | 냉방기기 | 열원기기 | 히트펌프 | 하자사항 | 첨부사진
Module 6. Green Remodeling Decision Making | GR의사결정 | 기계 | 냉방기기 | 열원기기 | 히트펌프 | 개선여부 | 필요
Module 6. Green Remodeling Decision Making | GR의사결정 | 기계 | 냉방기기 | 열원기기 | 히트펌프 | 개선여부 | 불필요
Module 6. Green Remodeling Decision Making | GR의사결정 | 기계 | 냉방기기 | 열원기기 | 히트펌프 | 외관상태 | 우수
Module 6. Green Remodeling Decision Making | GR의사결정 | 기계 | 냉방기기 | 열원기기 | 히트펌프 | 외관상태 | 보통
Module 6. Green Remodeling Decision Making | GR의사결정 | 기계 | 냉방기기 | 열원기기 | 히트펌프 | 외관상태 | 불량
Module 6. Green Remodeling Decision Making | GR의사결정 | 기계 | 냉방기기 | 열원기기 | 히트펌프 | 단열/방음조치상태 | 우수
Module 6. Green Remodeling Decision Making | GR의사결정 | 기계 | 냉방기기 | 열원기기 | 히트펌프 | 단열/방음조치상태 | 보통
Module 6. Green Remodeling Decision Making | GR의사결정 | 기계 | 냉방기기 | 열원기기 | 히트펌프 | 단열/방음조치상태 | 불량
Module 6. Green Remodeling Decision Making | GR의사결정 | 기계 | 냉방기기 | 열원기기 | 히트펌프 | 진동/소음정도 | 우수
Module 6. Green Remodeling Decision Making | GR의사결정 | 기계 | 냉방기기 | 열원기기 | 히트펌프 | 진동/소음정도 | 보통
Module 6. Green Remodeling Decision Making | GR의사결정 | 기계 | 냉방기기 | 열원기기 | 히트펌프 | 진동/소음정도 | 불량
Module 6. Green Remodeling Decision Making | GR의사결정 | 기계 | 냉방기기 | 열원기기 | 히트펌프 | 고정부결합상태 | 우수
Module 6. Green Remodeling Decision Making | GR의사결정 | 기계 | 냉방기기 | 열원기기 | 히트펌프 | 고정부결합상태 | 보통
Module 6. Green Remodeling Decision Making | GR의사결정 | 기계 | 냉방기기 | 열원기기 | 히트펌프 | 고정부결합상태 | 불량
Module 6. Green Remodeling Decision Making | GR의사결정 | 기계 | 냉방기기 | 열원기기 | 히트펌프 | 설비표면누수유무 | 우수
Module 6. Green Remodeling Decision Making | GR의사결정 | 기계 | 냉방기기 | 열원기기 | 히트펌프 | 설비표면누수유무 | 보통
Module 6. Green Remodeling Decision Making | GR의사결정 | 기계 | 냉방기기 | 열원기기 | 히트펌프 | 설비표면누수유무 | 불량
Module 6. Green Remodeling Decision Making | GR의사결정 | 기계 | 냉방기기 | 열원기기 | 냉온수기/냉동기 | 기기번호
Module 6. Green Remodeling Decision Making | GR의사결정 | 기계 | 냉방기기 | 열원기기 | 냉온수기/냉동기 | 하자사항 | 발생유무
Module 6. Green Remodeling Decision Making | GR의사결정 | 기계 | 냉방기기 | 열원기기 | 냉온수기/냉동기 | 하자사항 | 현황설명
Module 6. Green Remodeling Decision Making | GR의사결정 | 기계 | 냉방기기 | 열원기기 | 냉온수기/냉동기 | 하자사항 | 첨부사진
Module 6. Green Remodeling Decision Making | GR의사결정 | 기계 | 냉방기기 | 열원기기 | 냉온수기/냉동기 | 개선여부 | 필요
Module 6. Green Remodeling Decision Making | GR의사결정 | 기계 | 냉방기기 | 열원기기 | 냉온수기/냉동기 | 개선여부 | 불필요
Module 6. Green Remodeling Decision Making | GR의사결정 | 기계 | 냉방기기 | 열원기기 | 냉온수기/냉동기 | 외관상태 | 우수
Module 6. Green Remodeling Decision Making | GR의사결정 | 기계 | 냉방기기 | 열원기기 | 냉온수기/냉동기 | 외관상태 | 보통
Module 6. Green Remodeling Decision Making | GR의사결정 | 기계 | 냉방기기 | 열원기기 | 냉온수기/냉동기 | 외관상태 | 불량
Module 6. Green Remodeling Decision Making | GR의사결정 | 기계 | 냉방기기 | 열원기기 | 냉온수기/냉동기 | 단열/방음조치상태 | 우수
Module 6. Green Remodeling Decision Making | GR의사결정 | 기계 | 냉방기기 | 열원기기 | 냉온수기/냉동기 | 단열/방음조치상태 | 보통
Module 6. Green Remodeling Decision Making | GR의사결정 | 기계 | 냉방기기 | 열원기기 | 냉온수기/냉동기 | 단열/방음조치상태 | 불량
Module 6. Green Remodeling Decision Making | GR의사결정 | 기계 | 냉방기기 | 열원기기 | 냉온수기/냉동기 | 진동/소음정도 | 우수
Module 6. Green Remodeling Decision Making | GR의사결정 | 기계 | 냉방기기 | 열원기기 | 냉온수기/냉동기 | 진동/소음정도 | 보통
Module 6. Green Remodeling Decision Making | GR의사결정 | 기계 | 냉방기기 | 열원기기 | 냉온수기/냉동기 | 진동/소음정도 | 불량
Module 6. Green Remodeling Decision Making | GR의사결정 | 기계 | 냉방기기 | 열원기기 | 냉온수기/냉동기 | 고정부결합상태 | 우수
Module 6. Green Remodeling Decision Making | GR의사결정 | 기계 | 냉방기기 | 열원기기 | 냉온수기/냉동기 | 고정부결합상태 | 보통
Module 6. Green Remodeling Decision Making | GR의사결정 | 기계 | 냉방기기 | 열원기기 | 냉온수기/냉동기 | 고정부결합상태 | 불량
Module 6. Green Remodeling Decision Making | GR의사결정 | 기계 | 냉방기기 | 열원기기 | 냉온수기/냉동기 | 설비표면누수유무 | 우수
Module 6. Green Remodeling Decision Making | GR의사결정 | 기계 | 냉방기기 | 열원기기 | 냉온수기/냉동기 | 설비표면누수유무 | 보통
Module 6. Green Remodeling Decision Making | GR의사결정 | 기계 | 냉방기기 | 열원기기 | 냉온수기/냉동기 | 설비표면누수유무 | 불량
Module 6. Green Remodeling Decision Making | GR의사결정 | 기계 | 냉방기기 | 열원기기 | 지역난방 | 기기번호
Module 6. Green Remodeling Decision Making | GR의사결정 | 기계 | 냉방기기 | 열원기기 | 지역난방 | 하자사항 | 발생유무
Module 6. Green Remodeling Decision Making | GR의사결정 | 기계 | 냉방기기 | 열원기기 | 지역난방 | 하자사항 | 현황설명
Module 6. Green Remodeling Decision Making | GR의사결정 | 기계 | 냉방기기 | 열원기기 | 지역난방 | 하자사항 | 첨부사진
Module 6. Green Remodeling Decision Making | GR의사결정 | 기계 | 냉방기기 | 열원기기 | 지역난방 | 개선여부 | 필요
Module 6. Green Remodeling Decision Making | GR의사결정 | 기계 | 냉방기기 | 열원기기 | 지역난방 | 개선여부 | 불필요
Module 6. Green Remodeling Decision Making | GR의사결정 | 기계 | 냉방기기 | 열원기기 | 지역난방 | 외관상태 | 우수
Module 6. Green Remodeling Decision Making | GR의사결정 | 기계 | 냉방기기 | 열원기기 | 지역난방 | 외관상태 | 보통
Module 6. Green Remodeling Decision Making | GR의사결정 | 기계 | 냉방기기 | 열원기기 | 지역난방 | 외관상태 | 불량
Module 6. Green Remodeling Decision Making | GR의사결정 | 기계 | 냉방기기 | 열원기기 | 지역난방 | 단열/방음조치상태 | 우수
Module 6. Green Remodeling Decision Making | GR의사결정 | 기계 | 냉방기기 | 열원기기 | 지역난방 | 단열/방음조치상태 | 보통
Module 6. Green Remodeling Decision Making | GR의사결정 | 기계 | 냉방기기 | 열원기기 | 지역난방 | 단열/방음조치상태 | 불량
Module 6. Green Remodeling Decision Making | GR의사결정 | 기계 | 냉방기기 | 열원기기 | 지역난방 | 진동/소음정도 | 우수
Module 6. Green Remodeling Decision Making | GR의사결정 | 기계 | 냉방기기 | 열원기기 | 지역난방 | 진동/소음정도 | 보통
Module 6. Green Remodeling Decision Making | GR의사결정 | 기계 | 냉방기기 | 열원기기 | 지역난방 | 진동/소음정도 | 불량
Module 6. Green Remodeling Decision Making | GR의사결정 | 기계 | 냉방기기 | 열원기기 | 지역난방 | 고정부결합상태 | 우수
Module 6. Green Remodeling Decision Making | GR의사결정 | 기계 | 냉방기기 | 열원기기 | 지역난방 | 고정부결합상태 | 보통
Module 6. Green Remodeling Decision Making | GR의사결정 | 기계 | 냉방기기 | 열원기기 | 지역난방 | 고정부결합상태 | 불량
Module 6. Green Remodeling Decision Making | GR의사결정 | 기계 | 냉방기기 | 열원기기 | 지역난방 | 설비표면누수유무 | 우수
Module 6. Green Remodeling Decision Making | GR의사결정 | 기계 | 냉방기기 | 열원기기 | 지역난방 | 설비표면누수유무 | 보통
Module 6. Green Remodeling Decision Making | GR의사결정 | 기계 | 냉방기기 | 열원기기 | 지역난방 | 설비표면누수유무 | 불량
Module 6. Green Remodeling Decision Making | GR의사결정 | 기계 | 냉방기기 | 열원기기 | 기타 | 기기번호
Module 6. Green Remodeling Decision Making | GR의사결정 | 기계 | 냉방기기 | 열원기기 | 기타 | 하자사항 | 발생유무
Module 6. Green Remodeling Decision Making | GR의사결정 | 기계 | 냉방기기 | 열원기기 | 기타 | 하자사항 | 현황설명
Module 6. Green Remodeling Decision Making | GR의사결정 | 기계 | 냉방기기 | 열원기기 | 기타 | 하자사항 | 첨부사진
Module 6. Green Remodeling Decision Making | GR의사결정 | 기계 | 냉방기기 | 열원기기 | 기타 | 개선여부 | 필요
Module 6. Green Remodeling Decision Making | GR의사결정 | 기계 | 냉방기기 | 열원기기 | 기타 | 개선여부 | 불필요
Module 6. Green Remodeling Decision Making | GR의사결정 | 기계 | 냉방기기 | 열원기기 | 기타 | 외관상태 | 우수
Module 6. Green Remodeling Decision Making | GR의사결정 | 기계 | 냉방기기 | 열원기기 | 기타 | 외관상태 | 보통
Module 6. Green Remodeling Decision Making | GR의사결정 | 기계 | 냉방기기 | 열원기기 | 기타 | 외관상태 | 불량
Module 6. Green Remodeling Decision Making | GR의사결정 | 기계 | 냉방기기 | 열원기기 | 기타 | 단열/방음조치상태 | 우수
Module 6. Green Remodeling Decision Making | GR의사결정 | 기계 | 냉방기기 | 열원기기 | 기타 | 단열/방음조치상태 | 보통
Module 6. Green Remodeling Decision Making | GR의사결정 | 기계 | 냉방기기 | 열원기기 | 기타 | 단열/방음조치상태 | 불량
Module 6. Green Remodeling Decision Making | GR의사결정 | 기계 | 냉방기기 | 열원기기 | 기타 | 진동/소음정도 | 우수
Module 6. Green Remodeling Decision Making | GR의사결정 | 기계 | 냉방기기 | 열원기기 | 기타 | 진동/소음정도 | 보통
Module 6. Green Remodeling Decision Making | GR의사결정 | 기계 | 냉방기기 | 열원기기 | 기타 | 진동/소음정도 | 불량
Module 6. Green Remodeling Decision Making | GR의사결정 | 기계 | 냉방기기 | 열원기기 | 기타 | 고정부결합상태 | 우수
Module 6. Green Remodeling Decision Making | GR의사결정 | 기계 | 냉방기기 | 열원기기 | 기타 | 고정부결합상태 | 보통
Module 6. Green Remodeling Decision Making | GR의사결정 | 기계 | 냉방기기 | 열원기기 | 기타 | 고정부결합상태 | 불량
Module 6. Green Remodeling Decision Making | GR의사결정 | 기계 | 냉방기기 | 열원기기 | 기타 | 설비표면누수유무 | 우수
Module 6. Green Remodeling Decision Making | GR의사결정 | 기계 | 냉방기기 | 열원기기 | 기타 | 설비표면누수유무 | 보통
Module 6. Green Remodeling Decision Making | GR의사결정 | 기계 | 냉방기기 | 열원기기 | 기타 | 설비표면누수유무 | 불량
Module 6. Green Remodeling Decision Making | GR의사결정 | 기계 | 냉방기기 | 공급기기 | 기기번호
Module 6. Green Remodeling Decision Making | GR의사결정 | 기계 | 냉방기기 | 공급기기 | 하자사항 | 발생유무
Module 6. Green Remodeling Decision Making | GR의사결정 | 기계 | 냉방기기 | 공급기기 | 하자사항 | 현황설명
Module 6. Green Remodeling Decision Making | GR의사결정 | 기계 | 냉방기기 | 공급기기 | 하자사항 | 첨부사진
Module 6. Green Remodeling Decision Making | GR의사결정 | 기계 | 냉방기기 | 공급기기 | 개선여부 | 필요
Module 6. Green Remodeling Decision Making | GR의사결정 | 기계 | 냉방기기 | 공급기기 | 개선여부 | 불필요
Module 6. Green Remodeling Decision Making | GR의사결정 | 기계 | 냉방기기 | 공급기기 | 외관상태 | 우수
Module 6. Green Remodeling Decision Making | GR의사결정 | 기계 | 냉방기기 | 공급기기 | 외관상태 | 보통
Module 6. Green Remodeling Decision Making | GR의사결정 | 기계 | 냉방기기 | 공급기기 | 외관상태 | 불량
Module 6. Green Remodeling Decision Making | GR의사결정 | 기계 | 냉방기기 | 공급기기 | 단열/방음조치상태 | 우수
Module 6. Green Remodeling Decision Making | GR의사결정 | 기계 | 냉방기기 | 공급기기 | 단열/방음조치상태 | 보통
Module 6. Green Remodeling Decision Making | GR의사결정 | 기계 | 냉방기기 | 공급기기 | 단열/방음조치상태 | 불량
Module 6. Green Remodeling Decision Making | GR의사결정 | 기계 | 냉방기기 | 공급기기 | 진동/소음정도 | 우수
Module 6. Green Remodeling Decision Making | GR의사결정 | 기계 | 냉방기기 | 공급기기 | 진동/소음정도 | 보통
Module 6. Green Remodeling Decision Making | GR의사결정 | 기계 | 냉방기기 | 공급기기 | 진동/소음정도 | 불량
Module 6. Green Remodeling Decision Making | GR의사결정 | 기계 | 냉방기기 | 공급기기 | 고정부결합상태 | 우수
Module 6. Green Remodeling Decision Making | GR의사결정 | 기계 | 냉방기기 | 공급기기 | 고정부결합상태 | 보통
Module 6. Green Remodeling Decision Making | GR의사결정 | 기계 | 냉방기기 | 공급기기 | 고정부결합상태 | 불량
Module 6. Green Remodeling Decision Making | GR의사결정 | 기계 | 냉방기기 | 공급기기 | 설비표면누수유무 | 우수
Module 6. Green Remodeling Decision Making | GR의사결정 | 기계 | 냉방기기 | 공급기기 | 설비표면누수유무 | 보통
Module 6. Green Remodeling Decision Making | GR의사결정 | 기계 | 냉방기기 | 공급기기 | 설비표면누수유무 | 불량
Module 6. Green Remodeling Decision Making | GR의사결정 | 기계 | 급탕기기 | 열원기기 | 보일러 | 기기번호
Module 6. Green Remodeling Decision Making | GR의사결정 | 기계 | 급탕기기 | 열원기기 | 보일러 | 하자사항 | 발생유무
Module 6. Green Remodeling Decision Making | GR의사결정 | 기계 | 급탕기기 | 열원기기 | 보일러 | 하자사항 | 현황설명
Module 6. Green Remodeling Decision Making | GR의사결정 | 기계 | 급탕기기 | 열원기기 | 보일러 | 하자사항 | 첨부사진
Module 6. Green Remodeling Decision Making | GR의사결정 | 기계 | 급탕기기 | 열원기기 | 보일러 | 개선여부 | 필요
Module 6. Green Remodeling Decision Making | GR의사결정 | 기계 | 급탕기기 | 열원기기 | 보일러 | 개선여부 | 불필요
Module 6. Green Remodeling Decision Making | GR의사결정 | 기계 | 급탕기기 | 열원기기 | 보일러 | 외관상태 | 우수
Module 6. Green Remodeling Decision Making | GR의사결정 | 기계 | 급탕기기 | 열원기기 | 보일러 | 외관상태 | 보통
Module 6. Green Remodeling Decision Making | GR의사결정 | 기계 | 급탕기기 | 열원기기 | 보일러 | 외관상태 | 불량
Module 6. Green Remodeling Decision Making | GR의사결정 | 기계 | 급탕기기 | 열원기기 | 보일러 | 단열/방음조치상태 | 우수
Module 6. Green Remodeling Decision Making | GR의사결정 | 기계 | 급탕기기 | 열원기기 | 보일러 | 단열/방음조치상태 | 보통
Module 6. Green Remodeling Decision Making | GR의사결정 | 기계 | 급탕기기 | 열원기기 | 보일러 | 단열/방음조치상태 | 불량
Module 6. Green Remodeling Decision Making | GR의사결정 | 기계 | 급탕기기 | 열원기기 | 보일러 | 진동/소음정도 | 우수
Module 6. Green Remodeling Decision Making | GR의사결정 | 기계 | 급탕기기 | 열원기기 | 보일러 | 진동/소음정도 | 보통
Module 6. Green Remodeling Decision Making | GR의사결정 | 기계 | 급탕기기 | 열원기기 | 보일러 | 진동/소음정도 | 불량
Module 6. Green Remodeling Decision Making | GR의사결정 | 기계 | 급탕기기 | 열원기기 | 보일러 | 고정부결합상태 | 우수
Module 6. Green Remodeling Decision Making | GR의사결정 | 기계 | 급탕기기 | 열원기기 | 보일러 | 고정부결합상태 | 보통
Module 6. Green Remodeling Decision Making | GR의사결정 | 기계 | 급탕기기 | 열원기기 | 보일러 | 고정부결합상태 | 불량
Module 6. Green Remodeling Decision Making | GR의사결정 | 기계 | 급탕기기 | 열원기기 | 보일러 | 설비표면누수유무 | 우수
Module 6. Green Remodeling Decision Making | GR의사결정 | 기계 | 급탕기기 | 열원기기 | 보일러 | 설비표면누수유무 | 보통
Module 6. Green Remodeling Decision Making | GR의사결정 | 기계 | 급탕기기 | 열원기기 | 보일러 | 설비표면누수유무 | 불량
Module 6. Green Remodeling Decision Making | GR의사결정 | 기계 | 급탕기기 | 열원기기 | 기타 | 기기번호
Module 6. Green Remodeling Decision Making | GR의사결정 | 기계 | 급탕기기 | 열원기기 | 기타 | 하자사항 | 발생유무
Module 6. Green Remodeling Decision Making | GR의사결정 | 기계 | 급탕기기 | 열원기기 | 기타 | 하자사항 | 현황설명
Module 6. Green Remodeling Decision Making | GR의사결정 | 기계 | 급탕기기 | 열원기기 | 기타 | 하자사항 | 첨부사진
Module 6. Green Remodeling Decision Making | GR의사결정 | 기계 | 급탕기기 | 열원기기 | 기타 | 개선여부 | 필요
Module 6. Green Remodeling Decision Making | GR의사결정 | 기계 | 급탕기기 | 열원기기 | 기타 | 개선여부 | 불필요
Module 6. Green Remodeling Decision Making | GR의사결정 | 기계 | 급탕기기 | 열원기기 | 기타 | 외관상태 | 우수
Module 6. Green Remodeling Decision Making | GR의사결정 | 기계 | 급탕기기 | 열원기기 | 기타 | 외관상태 | 보통
Module 6. Green Remodeling Decision Making | GR의사결정 | 기계 | 급탕기기 | 열원기기 | 기타 | 외관상태 | 불량
Module 6. Green Remodeling Decision Making | GR의사결정 | 기계 | 급탕기기 | 열원기기 | 기타 | 단열/방음조치상태 | 우수
Module 6. Green Remodeling Decision Making | GR의사결정 | 기계 | 급탕기기 | 열원기기 | 기타 | 단열/방음조치상태 | 보통
Module 6. Green Remodeling Decision Making | GR의사결정 | 기계 | 급탕기기 | 열원기기 | 기타 | 단열/방음조치상태 | 불량
Module 6. Green Remodeling Decision Making | GR의사결정 | 기계 | 급탕기기 | 열원기기 | 기타 | 진동/소음정도 | 우수
Module 6. Green Remodeling Decision Making | GR의사결정 | 기계 | 급탕기기 | 열원기기 | 기타 | 진동/소음정도 | 보통
Module 6. Green Remodeling Decision Making | GR의사결정 | 기계 | 급탕기기 | 열원기기 | 기타 | 진동/소음정도 | 불량
Module 6. Green Remodeling Decision Making | GR의사결정 | 기계 | 급탕기기 | 열원기기 | 기타 | 고정부결합상태 | 우수
Module 6. Green Remodeling Decision Making | GR의사결정 | 기계 | 급탕기기 | 열원기기 | 기타 | 고정부결합상태 | 보통
Module 6. Green Remodeling Decision Making | GR의사결정 | 기계 | 급탕기기 | 열원기기 | 기타 | 고정부결합상태 | 불량
Module 6. Green Remodeling Decision Making | GR의사결정 | 기계 | 급탕기기 | 열원기기 | 기타 | 설비표면누수유무 | 우수
Module 6. Green Remodeling Decision Making | GR의사결정 | 기계 | 급탕기기 | 열원기기 | 기타 | 설비표면누수유무 | 보통
Module 6. Green Remodeling Decision Making | GR의사결정 | 기계 | 급탕기기 | 열원기기 | 기타 | 설비표면누수유무 | 불량
Module 6. Green Remodeling Decision Making | GR의사결정 | 기계 | 급탕기기 | 공급기기 | 전기온수기 | 기기번호
Module 6. Green Remodeling Decision Making | GR의사결정 | 기계 | 급탕기기 | 공급기기 | 전기온수기 | 하자사항 | 발생유무
Module 6. Green Remodeling Decision Making | GR의사결정 | 기계 | 급탕기기 | 공급기기 | 전기온수기 | 하자사항 | 현황설명
Module 6. Green Remodeling Decision Making | GR의사결정 | 기계 | 급탕기기 | 공급기기 | 전기온수기 | 하자사항 | 첨부사진
Module 6. Green Remodeling Decision Making | GR의사결정 | 기계 | 급탕기기 | 공급기기 | 전기온수기 | 개선여부 | 필요
Module 6. Green Remodeling Decision Making | GR의사결정 | 기계 | 급탕기기 | 공급기기 | 전기온수기 | 개선여부 | 불필요
Module 6. Green Remodeling Decision Making | GR의사결정 | 기계 | 급탕기기 | 공급기기 | 전기온수기 | 외관상태 | 우수
Module 6. Green Remodeling Decision Making | GR의사결정 | 기계 | 급탕기기 | 공급기기 | 전기온수기 | 외관상태 | 보통
Module 6. Green Remodeling Decision Making | GR의사결정 | 기계 | 급탕기기 | 공급기기 | 전기온수기 | 외관상태 | 불량
Module 6. Green Remodeling Decision Making | GR의사결정 | 기계 | 급탕기기 | 공급기기 | 전기온수기 | 단열/방음조치상태 | 우수
Module 6. Green Remodeling Decision Making | GR의사결정 | 기계 | 급탕기기 | 공급기기 | 전기온수기 | 단열/방음조치상태 | 보통
Module 6. Green Remodeling Decision Making | GR의사결정 | 기계 | 급탕기기 | 공급기기 | 전기온수기 | 단열/방음조치상태 | 불량
Module 6. Green Remodeling Decision Making | GR의사결정 | 기계 | 급탕기기 | 공급기기 | 전기온수기 | 진동/소음정도 | 우수
Module 6. Green Remodeling Decision Making | GR의사결정 | 기계 | 급탕기기 | 공급기기 | 전기온수기 | 진동/소음정도 | 보통
Module 6. Green Remodeling Decision Making | GR의사결정 | 기계 | 급탕기기 | 공급기기 | 전기온수기 | 진동/소음정도 | 불량
Module 6. Green Remodeling Decision Making | GR의사결정 | 기계 | 급탕기기 | 공급기기 | 전기온수기 | 고정부결합상태 | 우수
Module 6. Green Remodeling Decision Making | GR의사결정 | 기계 | 급탕기기 | 공급기기 | 전기온수기 | 고정부결합상태 | 보통
Module 6. Green Remodeling Decision Making | GR의사결정 | 기계 | 급탕기기 | 공급기기 | 전기온수기 | 고정부결합상태 | 불량
Module 6. Green Remodeling Decision Making | GR의사결정 | 기계 | 급탕기기 | 공급기기 | 전기온수기 | 설비표면누수유무 | 우수
Module 6. Green Remodeling Decision Making | GR의사결정 | 기계 | 급탕기기 | 공급기기 | 전기온수기 | 설비표면누수유무 | 보통
Module 6. Green Remodeling Decision Making | GR의사결정 | 기계 | 급탕기기 | 공급기기 | 전기온수기 | 설비표면누수유무 | 불량
Module 6. Green Remodeling Decision Making | GR의사결정 | 기계 | 급탕기기 | 공급기기 | 기타 | 기기번호
Module 6. Green Remodeling Decision Making | GR의사결정 | 기계 | 급탕기기 | 공급기기 | 기타 | 하자사항 | 발생유무
Module 6. Green Remodeling Decision Making | GR의사결정 | 기계 | 급탕기기 | 공급기기 | 기타 | 하자사항 | 현황설명
Module 6. Green Remodeling Decision Making | GR의사결정 | 기계 | 급탕기기 | 공급기기 | 기타 | 하자사항 | 첨부사진
Module 6. Green Remodeling Decision Making | GR의사결정 | 기계 | 급탕기기 | 공급기기 | 기타 | 개선여부 | 필요
Module 6. Green Remodeling Decision Making | GR의사결정 | 기계 | 급탕기기 | 공급기기 | 기타 | 개선여부 | 불필요
Module 6. Green Remodeling Decision Making | GR의사결정 | 기계 | 급탕기기 | 공급기기 | 기타 | 외관상태 | 우수
Module 6. Green Remodeling Decision Making | GR의사결정 | 기계 | 급탕기기 | 공급기기 | 기타 | 외관상태 | 보통
Module 6. Green Remodeling Decision Making | GR의사결정 | 기계 | 급탕기기 | 공급기기 | 기타 | 외관상태 | 불량
Module 6. Green Remodeling Decision Making | GR의사결정 | 기계 | 급탕기기 | 공급기기 | 기타 | 단열/방음조치상태 | 우수
Module 6. Green Remodeling Decision Making | GR의사결정 | 기계 | 급탕기기 | 공급기기 | 기타 | 단열/방음조치상태 | 보통
Module 6. Green Remodeling Decision Making | GR의사결정 | 기계 | 급탕기기 | 공급기기 | 기타 | 단열/방음조치상태 | 불량
Module 6. Green Remodeling Decision Making | GR의사결정 | 기계 | 급탕기기 | 공급기기 | 기타 | 진동/소음정도 | 우수
Module 6. Green Remodeling Decision Making | GR의사결정 | 기계 | 급탕기기 | 공급기기 | 기타 | 진동/소음정도 | 보통
Module 6. Green Remodeling Decision Making | GR의사결정 | 기계 | 급탕기기 | 공급기기 | 기타 | 진동/소음정도 | 불량
Module 6. Green Remodeling Decision Making | GR의사결정 | 기계 | 급탕기기 | 공급기기 | 기타 | 고정부결합상태 | 우수
Module 6. Green Remodeling Decision Making | GR의사결정 | 기계 | 급탕기기 | 공급기기 | 기타 | 고정부결합상태 | 보통
Module 6. Green Remodeling Decision Making | GR의사결정 | 기계 | 급탕기기 | 공급기기 | 기타 | 고정부결합상태 | 불량
Module 6. Green Remodeling Decision Making | GR의사결정 | 기계 | 급탕기기 | 공급기기 | 기타 | 설비표면누수유무 | 우수
Module 6. Green Remodeling Decision Making | GR의사결정 | 기계 | 급탕기기 | 공급기기 | 기타 | 설비표면누수유무 | 보통
Module 6. Green Remodeling Decision Making | GR의사결정 | 기계 | 급탕기기 | 공급기기 | 기타 | 설비표면누수유무 | 불량
Module 6. Green Remodeling Decision Making | GR의사결정 | 기계 | 환기기기 | 전열교환기 | 전열교환기설치가능여부
Module 6. Green Remodeling Decision Making | GR의사결정 | 기계 | 환기기기 | 전열교환기 | 기기번호
Module 6. Green Remodeling Decision Making | GR의사결정 | 기계 | 환기기기 | 전열교환기 | 하자사항 | 발생유무
Module 6. Green Remodeling Decision Making | GR의사결정 | 기계 | 환기기기 | 전열교환기 | 하자사항 | 현황설명
Module 6. Green Remodeling Decision Making | GR의사결정 | 기계 | 환기기기 | 전열교환기 | 하자사항 | 첨부사진
Module 6. Green Remodeling Decision Making | GR의사결정 | 기계 | 환기기기 | 전열교환기 | 개선여부 | 필요
Module 6. Green Remodeling Decision Making | GR의사결정 | 기계 | 환기기기 | 전열교환기 | 개선여부 | 불필요
Module 6. Green Remodeling Decision Making | GR의사결정 | 기계 | 환기기기 | 전열교환기 | 외관상태 | 우수
Module 6. Green Remodeling Decision Making | GR의사결정 | 기계 | 환기기기 | 전열교환기 | 외관상태 | 보통
Module 6. Green Remodeling Decision Making | GR의사결정 | 기계 | 환기기기 | 전열교환기 | 외관상태 | 불량
Module 6. Green Remodeling Decision Making | GR의사결정 | 기계 | 환기기기 | 전열교환기 | 단열/방음조치상태 | 우수
Module 6. Green Remodeling Decision Making | GR의사결정 | 기계 | 환기기기 | 전열교환기 | 단열/방음조치상태 | 보통
Module 6. Green Remodeling Decision Making | GR의사결정 | 기계 | 환기기기 | 전열교환기 | 단열/방음조치상태 | 불량
Module 6. Green Remodeling Decision Making | GR의사결정 | 기계 | 환기기기 | 전열교환기 | 진동/소음정도 | 우수
Module 6. Green Remodeling Decision Making | GR의사결정 | 기계 | 환기기기 | 전열교환기 | 진동/소음정도 | 보통
Module 6. Green Remodeling Decision Making | GR의사결정 | 기계 | 환기기기 | 전열교환기 | 진동/소음정도 | 불량
Module 6. Green Remodeling Decision Making | GR의사결정 | 기계 | 환기기기 | 전열교환기 | 고정부결합상태 | 우수
Module 6. Green Remodeling Decision Making | GR의사결정 | 기계 | 환기기기 | 전열교환기 | 고정부결합상태 | 보통
Module 6. Green Remodeling Decision Making | GR의사결정 | 기계 | 환기기기 | 전열교환기 | 고정부결합상태 | 불량
Module 6. Green Remodeling Decision Making | GR의사결정 | 기계 | 환기기기 | 전열교환기 | 설비표면누수유무 | 우수
Module 6. Green Remodeling Decision Making | GR의사결정 | 기계 | 환기기기 | 전열교환기 | 설비표면누수유무 | 보통
Module 6. Green Remodeling Decision Making | GR의사결정 | 기계 | 환기기기 | 전열교환기 | 설비표면누수유무 | 불량
Module 6. Green Remodeling Decision Making | GR의사결정 | 기계 | 환기기기 | 공조기/배기팬 | 기기번호
Module 6. Green Remodeling Decision Making | GR의사결정 | 기계 | 환기기기 | 공조기/배기팬 | 하자사항 | 발생유무
Module 6. Green Remodeling Decision Making | GR의사결정 | 기계 | 환기기기 | 공조기/배기팬 | 하자사항 | 현황설명
Module 6. Green Remodeling Decision Making | GR의사결정 | 기계 | 환기기기 | 공조기/배기팬 | 하자사항 | 첨부사진
Module 6. Green Remodeling Decision Making | GR의사결정 | 기계 | 환기기기 | 공조기/배기팬 | 개선여부 | 필요
Module 6. Green Remodeling Decision Making | GR의사결정 | 기계 | 환기기기 | 공조기/배기팬 | 개선여부 | 불필요
Module 6. Green Remodeling Decision Making | GR의사결정 | 기계 | 환기기기 | 공조기/배기팬 | 기계실노출(배관/덕트) | 외관상태 | 우수
Module 6. Green Remodeling Decision Making | GR의사결정 | 기계 | 환기기기 | 공조기/배기팬 | 기계실노출(배관/덕트) | 외관상태 | 보통
Module 6. Green Remodeling Decision Making | GR의사결정 | 기계 | 환기기기 | 공조기/배기팬 | 기계실노출(배관/덕트) | 외관상태 | 불량
Module 6. Green Remodeling Decision Making | GR의사결정 | 기계 | 환기기기 | 공조기/배기팬 | 기계실노출(배관/덕트) | 단열/방음조치상태 | 우수
Module 6. Green Remodeling Decision Making | GR의사결정 | 기계 | 환기기기 | 공조기/배기팬 | 기계실노출(배관/덕트) | 단열/방음조치상태 | 보통
Module 6. Green Remodeling Decision Making | GR의사결정 | 기계 | 환기기기 | 공조기/배기팬 | 기계실노출(배관/덕트) | 단열/방음조치상태 | 불량
Module 6. Green Remodeling Decision Making | GR의사결정 | 기계 | 환기기기 | 공조기/배기팬 | 기계실노출(배관/덕트) | 진동/소음정도 | 우수
Module 6. Green Remodeling Decision Making | GR의사결정 | 기계 | 환기기기 | 공조기/배기팬 | 기계실노출(배관/덕트) | 진동/소음정도 | 보통
Module 6. Green Remodeling Decision Making | GR의사결정 | 기계 | 환기기기 | 공조기/배기팬 | 기계실노출(배관/덕트) | 진동/소음정도 | 불량
Module 6. Green Remodeling Decision Making | GR의사결정 | 기계 | 환기기기 | 공조기/배기팬 | 기계실노출(배관/덕트) | 고정부결합상태 | 우수
Module 6. Green Remodeling Decision Making | GR의사결정 | 기계 | 환기기기 | 공조기/배기팬 | 기계실노출(배관/덕트) | 고정부결합상태 | 보통
Module 6. Green Remodeling Decision Making | GR의사결정 | 기계 | 환기기기 | 공조기/배기팬 | 기계실노출(배관/덕트) | 고정부결합상태 | 불량
Module 6. Green Remodeling Decision Making | GR의사결정 | 기계 | 환기기기 | 공조기/배기팬 | 기계실노출(배관/덕트) | 설비표면누수유무 | 우수
Module 6. Green Remodeling Decision Making | GR의사결정 | 기계 | 환기기기 | 공조기/배기팬 | 기계실노출(배관/덕트) | 설비표면누수유무 | 보통
Module 6. Green Remodeling Decision Making | GR의사결정 | 기계 | 환기기기 | 공조기/배기팬 | 기계실노출(배관/덕트) | 설비표면누수유무 | 불량
Module 6. Green Remodeling Decision Making | GR의사결정 | 기계 | 환기기기 | 공조기/배기팬 | 메인공조설비(공조기) | 외관상태 | 우수
Module 6. Green Remodeling Decision Making | GR의사결정 | 기계 | 환기기기 | 공조기/배기팬 | 메인공조설비(공조기) | 외관상태 | 보통
Module 6. Green Remodeling Decision Making | GR의사결정 | 기계 | 환기기기 | 공조기/배기팬 | 메인공조설비(공조기) | 외관상태 | 불량
Module 6. Green Remodeling Decision Making | GR의사결정 | 기계 | 환기기기 | 공조기/배기팬 | 메인공조설비(공조기) | 단열/방음조치상태 | 우수
Module 6. Green Remodeling Decision Making | GR의사결정 | 기계 | 환기기기 | 공조기/배기팬 | 메인공조설비(공조기) | 단열/방음조치상태 | 보통
Module 6. Green Remodeling Decision Making | GR의사결정 | 기계 | 환기기기 | 공조기/배기팬 | 메인공조설비(공조기) | 단열/방음조치상태 | 불량
Module 6. Green Remodeling Decision Making | GR의사결정 | 기계 | 환기기기 | 공조기/배기팬 | 메인공조설비(공조기) | 진동/소음정도 | 우수
Module 6. Green Remodeling Decision Making | GR의사결정 | 기계 | 환기기기 | 공조기/배기팬 | 메인공조설비(공조기) | 진동/소음정도 | 보통
Module 6. Green Remodeling Decision Making | GR의사결정 | 기계 | 환기기기 | 공조기/배기팬 | 메인공조설비(공조기) | 진동/소음정도 | 불량
Module 6. Green Remodeling Decision Making | GR의사결정 | 기계 | 환기기기 | 공조기/배기팬 | 메인공조설비(공조기) | 고정부결합상태 | 우수
Module 6. Green Remodeling Decision Making | GR의사결정 | 기계 | 환기기기 | 공조기/배기팬 | 메인공조설비(공조기) | 고정부결합상태 | 보통
Module 6. Green Remodeling Decision Making | GR의사결정 | 기계 | 환기기기 | 공조기/배기팬 | 메인공조설비(공조기) | 고정부결합상태 | 불량
Module 6. Green Remodeling Decision Making | GR의사결정 | 기계 | 환기기기 | 공조기/배기팬 | 메인공조설비(공조기) | 설비표면누수유무 | 우수
Module 6. Green Remodeling Decision Making | GR의사결정 | 기계 | 환기기기 | 공조기/배기팬 | 메인공조설비(공조기) | 설비표면누수유무 | 보통
Module 6. Green Remodeling Decision Making | GR의사결정 | 기계 | 환기기기 | 공조기/배기팬 | 메인공조설비(공조기) | 설비표면누수유무 | 불량
Module 6. Green Remodeling Decision Making | GR의사결정 | 기계 | 환기기기 | 공조기/배기팬 | 실내공조유니트(컨벡터,팬코일) | 외관상태 | 우수
Module 6. Green Remodeling Decision Making | GR의사결정 | 기계 | 환기기기 | 공조기/배기팬 | 실내공조유니트(컨벡터,팬코일) | 외관상태 | 보통
Module 6. Green Remodeling Decision Making | GR의사결정 | 기계 | 환기기기 | 공조기/배기팬 | 실내공조유니트(컨벡터,팬코일) | 외관상태 | 불량
Module 6. Green Remodeling Decision Making | GR의사결정 | 기계 | 환기기기 | 공조기/배기팬 | 실내공조유니트(컨벡터,팬코일) | 단열/방음조치상태 | 우수
Module 6. Green Remodeling Decision Making | GR의사결정 | 기계 | 환기기기 | 공조기/배기팬 | 실내공조유니트(컨벡터,팬코일) | 단열/방음조치상태 | 보통
Module 6. Green Remodeling Decision Making | GR의사결정 | 기계 | 환기기기 | 공조기/배기팬 | 실내공조유니트(컨벡터,팬코일) | 단열/방음조치상태 | 불량
Module 6. Green Remodeling Decision Making | GR의사결정 | 기계 | 환기기기 | 공조기/배기팬 | 실내공조유니트(컨벡터,팬코일) | 진동/소음정도 | 우수
Module 6. Green Remodeling Decision Making | GR의사결정 | 기계 | 환기기기 | 공조기/배기팬 | 실내공조유니트(컨벡터,팬코일) | 진동/소음정도 | 보통
Module 6. Green Remodeling Decision Making | GR의사결정 | 기계 | 환기기기 | 공조기/배기팬 | 실내공조유니트(컨벡터,팬코일) | 진동/소음정도 | 불량
Module 6. Green Remodeling Decision Making | GR의사결정 | 기계 | 환기기기 | 공조기/배기팬 | 실내공조유니트(컨벡터,팬코일) | 고정부결합상태 | 우수
Module 6. Green Remodeling Decision Making | GR의사결정 | 기계 | 환기기기 | 공조기/배기팬 | 실내공조유니트(컨벡터,팬코일) | 고정부결합상태 | 보통
Module 6. Green Remodeling Decision Making | GR의사결정 | 기계 | 환기기기 | 공조기/배기팬 | 실내공조유니트(컨벡터,팬코일) | 고정부결합상태 | 불량
Module 6. Green Remodeling Decision Making | GR의사결정 | 기계 | 환기기기 | 공조기/배기팬 | 실내공조유니트(컨벡터,팬코일) | 설비표면누수유무 | 우수
Module 6. Green Remodeling Decision Making | GR의사결정 | 기계 | 환기기기 | 공조기/배기팬 | 실내공조유니트(컨벡터,팬코일) | 설비표면누수유무 | 보통
Module 6. Green Remodeling Decision Making | GR의사결정 | 기계 | 환기기기 | 공조기/배기팬 | 실내공조유니트(컨벡터,팬코일) | 설비표면누수유무 | 불량
Module 6. Green Remodeling Decision Making | GR의사결정 | 기계 | 환기기기 | 공조기/배기팬 | 실내노출(배관/덕트) | 외관상태 | 우수
Module 6. Green Remodeling Decision Making | GR의사결정 | 기계 | 환기기기 | 공조기/배기팬 | 실내노출(배관/덕트) | 외관상태 | 보통
Module 6. Green Remodeling Decision Making | GR의사결정 | 기계 | 환기기기 | 공조기/배기팬 | 실내노출(배관/덕트) | 외관상태 | 불량
Module 6. Green Remodeling Decision Making | GR의사결정 | 기계 | 환기기기 | 공조기/배기팬 | 실내노출(배관/덕트) | 단열/방음조치상태 | 우수
Module 6. Green Remodeling Decision Making | GR의사결정 | 기계 | 환기기기 | 공조기/배기팬 | 실내노출(배관/덕트) | 단열/방음조치상태 | 보통
Module 6. Green Remodeling Decision Making | GR의사결정 | 기계 | 환기기기 | 공조기/배기팬 | 실내노출(배관/덕트) | 단열/방음조치상태 | 불량
Module 6. Green Remodeling Decision Making | GR의사결정 | 기계 | 환기기기 | 공조기/배기팬 | 실내노출(배관/덕트) | 진동/소음정도 | 우수
Module 6. Green Remodeling Decision Making | GR의사결정 | 기계 | 환기기기 | 공조기/배기팬 | 실내노출(배관/덕트) | 진동/소음정도 | 보통
Module 6. Green Remodeling Decision Making | GR의사결정 | 기계 | 환기기기 | 공조기/배기팬 | 실내노출(배관/덕트) | 진동/소음정도 | 불량
Module 6. Green Remodeling Decision Making | GR의사결정 | 기계 | 환기기기 | 공조기/배기팬 | 실내노출(배관/덕트) | 고정부결합상태 | 우수
Module 6. Green Remodeling Decision Making | GR의사결정 | 기계 | 환기기기 | 공조기/배기팬 | 실내노출(배관/덕트) | 고정부결합상태 | 보통
Module 6. Green Remodeling Decision Making | GR의사결정 | 기계 | 환기기기 | 공조기/배기팬 | 실내노출(배관/덕트) | 고정부결합상태 | 불량
Module 6. Green Remodeling Decision Making | GR의사결정 | 기계 | 환기기기 | 공조기/배기팬 | 실내노출(배관/덕트) | 설비표면누수유무 | 우수
Module 6. Green Remodeling Decision Making | GR의사결정 | 기계 | 환기기기 | 공조기/배기팬 | 실내노출(배관/덕트) | 설비표면누수유무 | 보통
Module 6. Green Remodeling Decision Making | GR의사결정 | 기계 | 환기기기 | 공조기/배기팬 | 실내노출(배관/덕트) | 설비표면누수유무 | 불량
Module 6. Green Remodeling Decision Making | GR의사결정 | 전기 | 조명기기 | 기기번호
Module 6. Green Remodeling Decision Making | GR의사결정 | 전기 | 조명기기 | 하자사항 | 발생유무
Module 6. Green Remodeling Decision Making | GR의사결정 | 전기 | 조명기기 | 하자사항 | 현황설명
Module 6. Green Remodeling Decision Making | GR의사결정 | 전기 | 조명기기 | 하자사항 | 첨부사진
Module 6. Green Remodeling Decision Making | GR의사결정 | 전기 | 조명기기 | 개선여부 | 필요
Module 6. Green Remodeling Decision Making | GR의사결정 | 전기 | 조명기기 | 개선여부 | 불필요
Module 6. Green Remodeling Decision Making | GR의사결정 | 신재생에너지 | 태양광 | 기기번호
Module 6. Green Remodeling Decision Making | GR의사결정 | 신재생에너지 | 태양광 | 하자사항 | 발생유무
Module 6. Green Remodeling Decision Making | GR의사결정 | 신재생에너지 | 태양광 | 하자사항 | 현황설명
Module 6. Green Remodeling Decision Making | GR의사결정 | 신재생에너지 | 태양광 | 하자사항 | 첨부사진
Module 6. Green Remodeling Decision Making | GR의사결정 | 신재생에너지 | 태양광 | 개선여부 | 필요
Module 6. Green Remodeling Decision Making | GR의사결정 | 신재생에너지 | 태양광 | 개선여부 | 불필요
Module 6. Green Remodeling Decision Making | GR의사결정 | 신재생에너지 | 태양광 | 설치고려항목 | 태양광설치가능여부
Module 6. Green Remodeling Decision Making | GR의사결정 | 신재생에너지 | 태양광 | 설치고려항목 | 태양광음영영향여부
Module 6. Green Remodeling Decision Making | GR의사결정 | 신재생에너지 | 태양광 | 설치고려항목 | 태양광설치가능최대면적 | 옥상
Module 6. Green Remodeling Decision Making | GR의사결정 | 신재생에너지 | 태양광 | 설치고려항목 | 태양광설치가능최대면적 | 옥외
Module 6. Green Remodeling Decision Making | GR의사결정 | 신재생에너지 | 태양열 | 기기번호
Module 6. Green Remodeling Decision Making | GR의사결정 | 신재생에너지 | 태양열 | 하자사항 | 발생유무
Module 6. Green Remodeling Decision Making | GR의사결정 | 신재생에너지 | 태양열 | 하자사항 | 현황설명
Module 6. Green Remodeling Decision Making | GR의사결정 | 신재생에너지 | 태양열 | 하자사항 | 첨부사진
Module 6. Green Remodeling Decision Making | GR의사결정 | 신재생에너지 | 태양열 | 개선여부 | 필요
Module 6. Green Remodeling Decision Making | GR의사결정 | 신재생에너지 | 태양열 | 개선여부 | 불필요
Module 6. Green Remodeling Decision Making | GR의사결정 | 신재생에너지 | 지열 | 기기번호
Module 6. Green Remodeling Decision Making | GR의사결정 | 신재생에너지 | 지열 | 하자사항 | 발생유무
Module 6. Green Remodeling Decision Making | GR의사결정 | 신재생에너지 | 지열 | 하자사항 | 현황설명
Module 6. Green Remodeling Decision Making | GR의사결정 | 신재생에너지 | 지열 | 하자사항 | 첨부사진
Module 6. Green Remodeling Decision Making | GR의사결정 | 신재생에너지 | 지열 | 개선여부 | 필요
Module 6. Green Remodeling Decision Making | GR의사결정 | 신재생에너지 | 지열 | 개선여부 | 불필요
Module 6. Green Remodeling Decision Making | GR의사결정 | 신재생에너지 | 기타 | 기기번호
Module 6. Green Remodeling Decision Making | GR의사결정 | 신재생에너지 | 기타 | 하자사항 | 발생유무
Module 6. Green Remodeling Decision Making | GR의사결정 | 신재생에너지 | 기타 | 하자사항 | 현황설명
Module 6. Green Remodeling Decision Making | GR의사결정 | 신재생에너지 | 기타 | 하자사항 | 첨부사진
Module 6. Green Remodeling Decision Making | GR의사결정 | 신재생에너지 | 기타 | 개선여부 | 필요
Module 6. Green Remodeling Decision Making | GR의사결정 | 신재생에너지 | 기타 | 개선여부 | 불필요
Module 6. Green Remodeling Decision Making | GR의사결정 | BEMS | 중앙모니터링 | 기기번호
Module 6. Green Remodeling Decision Making | GR의사결정 | BEMS | 중앙모니터링 | 하자사항 | 발생유무
Module 6. Green Remodeling Decision Making | GR의사결정 | BEMS | 중앙모니터링 | 하자사항 | 현황설명
Module 6. Green Remodeling Decision Making | GR의사결정 | BEMS | 중앙모니터링 | 하자사항 | 첨부사진
Module 6. Green Remodeling Decision Making | GR의사결정 | BEMS | 중앙모니터링 | 개선여부 | 필요
Module 6. Green Remodeling Decision Making | GR의사결정 | BEMS | 중앙모니터링 | 개선여부 | 불필요
Module 6. Green Remodeling Decision Making | GR의사결정 | BEMS | 원격검침 | 기기번호
Module 6. Green Remodeling Decision Making | GR의사결정 | BEMS | 원격검침 | 하자사항 | 발생유무
Module 6. Green Remodeling Decision Making | GR의사결정 | BEMS | 원격검침 | 하자사항 | 현황설명
Module 6. Green Remodeling Decision Making | GR의사결정 | BEMS | 원격검침 | 하자사항 | 첨부사진
Module 6. Green Remodeling Decision Making | GR의사결정 | BEMS | 원격검침 | 개선여부 | 필요
Module 6. Green Remodeling Decision Making | GR의사결정 | BEMS | 원격검침 | 개선여부 | 불필요
Module 6. Green Remodeling Decision Making | GR의사결정 | 석면 | 육안조사(전문 석면조사 미수행시) | 개선여부 | 필요
Module 6. Green Remodeling Decision Making | GR의사결정 | 석면 | 육안조사(전문 석면조사 미수행시) | 개선여부 | 불필요
Module 6. Green Remodeling Decision Making | GR의사결정 | 석면 | 육안조사(전문 석면조사 미수행시) | 석면의심건축자재위치 | 동
Module 6. Green Remodeling Decision Making | GR의사결정 | 석면 | 육안조사(전문 석면조사 미수행시) | 석면의심건축자재위치 | 층
Module 6. Green Remodeling Decision Making | GR의사결정 | 석면 | 육안조사(전문 석면조사 미수행시) | 석면의심건축자재위치 | 실명
Module 6. Green Remodeling Decision Making | GR의사결정 | 석면 | 육안조사(전문 석면조사 미수행시) | 석면의심건축자재위치 | 부위
Module 6. Green Remodeling Decision Making | GR의사결정 | 석면 | 육안조사(전문 석면조사 미수행시) | 석면의심건축자재위치 | 첨부사진
Module 7. Green Remodeling Related Documents | GR수집문서 | 첨부파일 | 청문지
Module 7. Green Remodeling Related Documents | GR수집문서 | 첨부파일 | 설문지
Module 7. Green Remodeling Related Documents | GR수집문서 | 첨부파일 | 현장조사체크리스트

## 국내스키마 정리(230413)_eng
LEVEL 0 | LEVEL 1 | LEVEL 2 | LEVEL 3 | LEVEL 4 | LEVEL 5 | LEVEL 6 | LEVEL 7
General Information | Basic Information | Building Name
General Information | Basic Information | Region | Do/Si
General Information | Basic Information | Region | Si/Gun/Gu
General Information | Basic Information | Usage
General Information | Basic Information | Year of Completion | Year
General Information | Basic Information | Year of Completion | Month
General Information | Basic Information | Height | Floor Height
General Information | Basic Information | Height | Ceiling Height
General Information | Basic Information | Renovation History | Period
General Information | Basic Information | Renovation History | Renovation Item
General Information | Basic Information | Renovation History | Attachment
General Information | Basic Information | Other Details | Exterior wall with a distance of not more than 1.5 m to the adjacent land boundary | Presence Confirmation
General Information | Basic Information | Other Details | Exterior wall with a distance of not more than 1.5 m to the adjacent land boundary | Existence of Exterior Wall Windows
General Information | Basic Information | Other Details | A house within 2m of the exterior wall of the building | Presence Confirmation
General Information | Basic Information | Other Details | A house within 2m of the exterior wall of the building | Existence of Exterior Wall Windows
General Information | Basic Information | Other Details | Circular Window | Presence Confirmation
General Information | Basic Information | Other Details | Curtain Wall Spandrel | Presence Confirmation
General Information | Basic Information | Other Details | Supply power
General Information | Photographs | Exteriors | Front
General Information | Photographs | Exteriors | Right Side
General Information | Photographs | Exteriors | Back
General Information | Photographs | Exteriors | Left Side
General Information | Photographs | Interiors | Room Name
General Information | Photographs | Interiors | Photograph
Operation and Energy Information | Operation Information | Operation Hours | Weekdays | Hours of Use | Start Time
Operation and Energy Information | Operation Information | Operation Hours | Weekdays | Hours of Use | End Time
Operation and Energy Information | Operation Information | Operation Hours | Weekdays | Remarks
Operation and Energy Information | Operation Information | Operation Hours | Weekend | Hours of Use | Start Time
Operation and Energy Information | Operation Information | Operation Hours | Weekend | Hours of Use | End Time
Operation and Energy Information | Operation Information | Operation Hours | Weekend | Remarks
Operation and Energy Information | Operation Information | Occupants | Full-Time Occupants | Number of People
Operation and Energy Information | Operation Information | Occupants | Full-Time Occupants | Working Hours | Start Time
Operation and Energy Information | Operation Information | Occupants | Full-Time Occupants | Working Hours | End Time
Operation and Energy Information | Operation Information | Occupants | Full-Time Occupants | Occupancy Pattern | Always Present
Operation and Energy Information | Operation Information | Occupants | Full-Time Occupants | Occupancy Pattern | Frequent Outside Work
Operation and Energy Information | Operation Information | Occupants | Full-Time Occupants | Occupancy Pattern | Long Absence
Operation and Energy Information | Operation Information | Occupants | Full-Time Occupants | Occupancy Pattern | Others
Operation and Energy Information | Operation Information | Occupants | Visitors | Number of People
Operation and Energy Information | Energy Information | Energy Audit Data | Audit Status
Operation and Energy Information | Energy Information | Energy Audit Data | Energy Audit Report | Possession Status
Operation and Energy Information | Energy Information | Energy Audit Data | Energy Audit Report | Possession Type | Electronic Document
Operation and Energy Information | Energy Information | Energy Audit Data | Energy Audit Report | Possession Type | Paper Document
Operation and Energy Information | Energy Information | Energy Audit Data | Energy Audit Report | Possession Type | Others
Operation and Energy Information | Energy Information | Energy Audit Data | Energy Audit Report | Attachment
Operation and Energy Information | Energy Information | Energy Sources | Type | Electricity
Operation and Energy Information | Energy Information | Energy Sources | Type | Gas
Operation and Energy Information | Energy Information | Energy Sources | Type | Oil
Operation and Energy Information | Energy Information | Energy Sources | Type | Others
Operation and Energy Information | Energy Information | Energy Sources | Energy Consumption(the last three years) | Availability
Operation and Energy Information | Energy Information | Energy Sources | Energy Consumption(the last three years) | Attachment
Operation and Energy Information | Energy Information | Online System Information | KEPCO | ID(Customer number)
Operation and Energy Information | Energy Information | Online System Information | KEPCO | PW
Operation and Energy Information | Energy Information | Online System Information | Public Building Energy Consumption Information Management System | Recognition Status
Operation and Energy Information | Energy Information | Online System Information | Public Building Energy Consumption Information Management System | ID/PW Recognition Status
Operation and Energy Information | Energy Information | Control | Temperature Control for Each Room
Building Description and Characteristic | Architecture | Envelope Overview | U-Value at the time of completion(W/㎡K) | Regional Division
Building Description and Characteristic | Architecture | Envelope Overview | U-Value at the time of completion(W/㎡K) | Exterior Wall
Building Description and Characteristic | Architecture | Envelope Overview | U-Value at the time of completion(W/㎡K) | Roof
Building Description and Characteristic | Architecture | Envelope Overview | U-Value at the time of completion(W/㎡K) | Bottom Floor
Building Description and Characteristic | Architecture | Envelope Overview | U-Value at the time of completion(W/㎡K) | Window
Building Description and Characteristic | Architecture | Envelope Overview | Insulation Location | Internal Insulation
Building Description and Characteristic | Architecture | Envelope Overview | Insulation Location | External Insulation
Building Description and Characteristic | Architecture | Envelope Overview | Insulation Location | Intermediate Insulation
Building Description and Characteristic | Architecture | Envelope Overview | Insulation Location | Others
LEVEL 0: Building Description and Characteristic; LEVEL 1: Architecture; LEVEL 2: Exterior Wall; LEVEL 3: Site Number | 부위번호를 추가하여 형별 구분
Building Description and Characteristic | Architecture | Exterior Wall | Site Location
Building Description and Characteristic | Architecture | Exterior Wall | Finishing | Type
Building Description and Characteristic | Architecture | Exterior Wall | Finishing | Evidence Data | Drawings
Building Description and Characteristic | Architecture | Exterior Wall | Finishing | Evidence Data | Visual Inspection
Building Description and Characteristic | Architecture | Exterior Wall | Finishing | Evidence Data | Unidentified |  |  |  | 부위번호 추가하고 구성 재정리
Building Description and Characteristic | Architecture | Exterior Wall | Insulation Performance | Type
Building Description and Characteristic | Architecture | Exterior Wall | Insulation Performance | Evidence Data | Drawings
Building Description and Characteristic | Architecture | Exterior Wall | Insulation Performance | Evidence Data | Visual Inspection
Building Description and Characteristic | Architecture | Exterior Wall | Insulation Performance | Evidence Data | Unidentified
Building Description and Characteristic | Architecture | Exterior Wall | Insulation Performance | U-Value(W/㎡K)
Building Description and Characteristic | Architecture | Roof | Site Number
Building Description and Characteristic | Architecture | Roof | Site Location
Building Description and Characteristic | Architecture | Roof | Finishing | Type
Building Description and Characteristic | Architecture | Roof | Finishing | Evidence Data | Drawings
Building Description and Characteristic | Architecture | Roof | Finishing | Evidence Data | Visual Inspection
Building Description and Characteristic | Architecture | Roof | Finishing | Evidence Data | Unidentified
Building Description and Characteristic | Architecture | Roof | Insulation Performance | Type
Building Description and Characteristic | Architecture | Roof | Insulation Performance | Evidence Data | Drawings
Building Description and Characteristic | Architecture | Roof | Insulation Performance | Evidence Data | Visual Inspection
Building Description and Characteristic | Architecture | Roof | Insulation Performance | Evidence Data | Unidentified
Building Description and Characteristic | Architecture | Roof | Insulation Performance | U-Value(W/㎡K)
Building Description and Characteristic | Architecture | Bottom Floor | Site Number
Building Description and Characteristic | Architecture | Bottom Floor | Site Location
Building Description and Characteristic | Architecture | Bottom Floor | Insulation Location | Basement
Building Description and Characteristic | Architecture | Bottom Floor | Insulation Location | Piloti
Building Description and Characteristic | Architecture | Bottom Floor | Insulation Performance | Type |  |  |  |  | 생성
Building Description and Characteristic | Architecture | Bottom Floor | Insulation Performance | Evidence Data | Drawings |  |  |  | 생성
Building Description and Characteristic | Architecture | Bottom Floor | Insulation Performance | Evidence Data | Visual Inspection |  |  |  | 생성
Building Description and Characteristic | Architecture | Bottom Floor | Insulation Performance | Evidence Data | Unidentified |  |  |  | 생성
Building Description and Characteristic | Architecture | Bottom Floor | Insulation Performance | U-Value(W/㎡K) |  |  |  |  | 생성
Building Description and Characteristic | Architecture | Window | Site Number
Building Description and Characteristic | Architecture | Window | Site Location | Floor
Building Description and Characteristic | Architecture | Window | Site Location | Room
Building Description and Characteristic | Architecture | Window | Type | Single Glazed Window
Building Description and Characteristic | Architecture | Window | Type | Double Glazed Windows
Building Description and Characteristic | Architecture | Window | Type | Others
Building Description and Characteristic | Architecture | Window | Frame Material | Metal
Building Description and Characteristic | Architecture | Window | Frame Material | Plastic
Building Description and Characteristic | Architecture | Window | Frame Material | Wood
Building Description and Characteristic | Architecture | Window | Frame Material | Others
Building Description and Characteristic | Architecture | Window | Insulation Performance | SHGC
Building Description and Characteristic | Architecture | Window | Insulation Performance | Glass/Air Configuration
Building Description and Characteristic | Architecture | Window | Insulation Performance | Low-E
Building Description and Characteristic | Architecture | Window | Insulation Performance | U-Value(W/㎡K) |  |  |  |  | 생성
Building Description and Characteristic | Architecture | Door/Balcony | Site Number
Building Description and Characteristic | Architecture | Door/Balcony | Site Location | Floor
Building Description and Characteristic | Architecture | Door/Balcony | Site Location | Room
Building Description and Characteristic | Architecture | Door/Balcony | Type | Automatic Door
Building Description and Characteristic | Architecture | Door/Balcony | Type | Sliding Door
Building Description and Characteristic | Architecture | Door/Balcony | Type | Others
Building Description and Characteristic | Architecture | Door/Balcony | Shelter Structure Status
Building Description and Characteristic | Architecture | Door/Balcony | Frame Material | Metal
Building Description and Characteristic | Architecture | Door/Balcony | Frame Material | Plastic
Building Description and Characteristic | Architecture | Door/Balcony | Frame Material | Wood
Building Description and Characteristic | Architecture | Door/Balcony | Frame Material | Others
Building Description and Characteristic | Architecture | Door/Balcony | Insulation Performance | SHGC |  |  |  |  | 단열성능 창과 동일하게 구성
Building Description and Characteristic | Architecture | Door/Balcony | Insulation Performance | Glass/Air Configuration
Building Description and Characteristic | Architecture | Door/Balcony | Insulation Performance | Low-E
Building Description and Characteristic | Architecture | Door/Balcony | Insulation Performance | U-Value(W/㎡K)
Building Description and Characteristic | Mechanical | Heating Equipment | Heat Source Equipment | Boiler | Equipment Number |  |  |  | 열원기기 기기들은 국내에서 주로 사용되는 기기 위주로 구성
Building Description and Characteristic | Mechanical | Heating Equipment | Heat Source Equipment | Boiler | Range of Use | Floor
Building Description and Characteristic | Mechanical | Heating Equipment | Heat Source Equipment | Boiler | Range of Use | All
Building Description and Characteristic | Mechanical | Heating Equipment | Heat Source Equipment | Boiler | Range of Use | Parts
Building Description and Characteristic | Mechanical | Heating Equipment | Heat Source Equipment | Boiler | Fuel | Oil
Building Description and Characteristic | Mechanical | Heating Equipment | Heat Source Equipment | Boiler | Fuel | District Heating
Building Description and Characteristic | Mechanical | Heating Equipment | Heat Source Equipment | Boiler | Fuel | Electric
Building Description and Characteristic | Mechanical | Heating Equipment | Heat Source Equipment | Boiler | Fuel | LNG
Building Description and Characteristic | Mechanical | Heating Equipment | Heat Source Equipment | Boiler | Fuel | LPG
Building Description and Characteristic | Mechanical | Heating Equipment | Heat Source Equipment | Boiler | Fuel | Others
Building Description and Characteristic | Mechanical | Heating Equipment | Heat Source Equipment | Boiler | Operation | Only Heating
Building Description and Characteristic | Mechanical | Heating Equipment | Heat Source Equipment | Boiler | Operation | Heating+Hot Water
Building Description and Characteristic | Mechanical | Heating Equipment | Heat Source Equipment | Boiler | Type | General
Building Description and Characteristic | Mechanical | Heating Equipment | Heat Source Equipment | Boiler | Type | Condensing
Building Description and Characteristic | Mechanical | Heating Equipment | Heat Source Equipment | Boiler | Specification | Capacity(kW)
Building Description and Characteristic | Mechanical | Heating Equipment | Heat Source Equipment | Boiler | Specification | Power Consumption(kW)
Building Description and Characteristic | Mechanical | Heating Equipment | Heat Source Equipment | Boiler | Specification | Gas Consumption(N㎥/hr)
Building Description and Characteristic | Mechanical | Heating Equipment | Heat Source Equipment | Boiler | Specification | Circulating Pump Capacity(kW)
Building Description and Characteristic | Mechanical | Heating Equipment | Heat Source Equipment | Boiler | Specification | Heating Water Supply Temperature(℃)
Building Description and Characteristic | Mechanical | Heating Equipment | Heat Source Equipment | Boiler | Specification | Heating Return Water Temperature(℃)
Building Description and Characteristic | Mechanical | Heating Equipment | Heat Source Equipment | Boiler | Specification | Thermal Storage Capacity(l)
Building Description and Characteristic | Mechanical | Heating Equipment | Heat Source Equipment | Boiler | Specification | Efficiency(%)
Building Description and Characteristic | Mechanical | Heating Equipment | Heat Source Equipment | Boiler | Specification | Pump Power(kW)
Building Description and Characteristic | Mechanical | Heating Equipment | Heat Source Equipment | Boiler | Installation Year and Month
Building Description and Characteristic | Mechanical | Heating Equipment | Heat Source Equipment | Boiler | quantity
Building Description and Characteristic | Mechanical | Heating Equipment | Heat Source Equipment | Boiler | Photographs | Equipment
Building Description and Characteristic | Mechanical | Heating Equipment | Heat Source Equipment | Boiler | Photographs | Specification
Building Description and Characteristic | Mechanical | Heating Equipment | Heat Source Equipment | Heatpump | Equipment Number
Building Description and Characteristic | Mechanical | Heating Equipment | Heat Source Equipment | Heatpump | Range of Use | Floor
Building Description and Characteristic | Mechanical | Heating Equipment | Heat Source Equipment | Heatpump | Range of Use | Room
Building Description and Characteristic | Mechanical | Heating Equipment | Heat Source Equipment | Heatpump | Type | EHP
Building Description and Characteristic | Mechanical | Heating Equipment | Heat Source Equipment | Heatpump | Type | GHP
Building Description and Characteristic | Mechanical | Heating Equipment | Heat Source Equipment | Heatpump | Type | Others
Building Description and Characteristic | Mechanical | Heating Equipment | Heat Source Equipment | Heatpump | Fuel | Electric
Building Description and Characteristic | Mechanical | Heating Equipment | Heat Source Equipment | Heatpump | Fuel | LNG
Building Description and Characteristic | Mechanical | Heating Equipment | Heat Source Equipment | Heatpump | Fuel | LPG
Building Description and Characteristic | Mechanical | Heating Equipment | Heat Source Equipment | Heatpump | Fuel | Others
Building Description and Characteristic | Mechanical | Heating Equipment | Heat Source Equipment | Heatpump | Installation Type | Multi Type
Building Description and Characteristic | Mechanical | Heating Equipment | Heat Source Equipment | Heatpump | Installation Type | Single Type
Building Description and Characteristic | Mechanical | Heating Equipment | Heat Source Equipment | Heatpump | Specification | Capacity(kW) | Heating
Building Description and Characteristic | Mechanical | Heating Equipment | Heat Source Equipment | Heatpump | Specification | Capacity(kW) | Cooling
Building Description and Characteristic | Mechanical | Heating Equipment | Heat Source Equipment | Heatpump | Specification | COP | Heating
Building Description and Characteristic | Mechanical | Heating Equipment | Heat Source Equipment | Heatpump | Specification | COP | Cooling
Building Description and Characteristic | Mechanical | Heating Equipment | Heat Source Equipment | Heatpump | Installation Year and Month
Building Description and Characteristic | Mechanical | Heating Equipment | Heat Source Equipment | Heatpump | quantity
Building Description and Characteristic | Mechanical | Heating Equipment | Heat Source Equipment | Heatpump | Photographs | Equipment
Building Description and Characteristic | Mechanical | Heating Equipment | Heat Source Equipment | Heatpump | Photographs | Specification
Building Description and Characteristic | Mechanical | Heating Equipment | Heat Source Equipment | Chiller | Equipment Number
Building Description and Characteristic | Mechanical | Heating Equipment | Heat Source Equipment | Chiller | Range of Use | Floor
Building Description and Characteristic | Mechanical | Heating Equipment | Heat Source Equipment | Chiller | Range of Use | Room
Building Description and Characteristic | Mechanical | Heating Equipment | Heat Source Equipment | Chiller | Fuel | Oil
Building Description and Characteristic | Mechanical | Heating Equipment | Heat Source Equipment | Chiller | Fuel | LPG
Building Description and Characteristic | Mechanical | Heating Equipment | Heat Source Equipment | Chiller | Fuel | LNG
Building Description and Characteristic | Mechanical | Heating Equipment | Heat Source Equipment | Chiller | Fuel | Electric
Building Description and Characteristic | Mechanical | Heating Equipment | Heat Source Equipment | Chiller | Specification | Capacity(kW)
Building Description and Characteristic | Mechanical | Heating Equipment | Heat Source Equipment | Chiller | Specification | Power Consumption(kW)
Building Description and Characteristic | Mechanical | Heating Equipment | Heat Source Equipment | Chiller | Specification | Type | Air-Cooling
Building Description and Characteristic | Mechanical | Heating Equipment | Heat Source Equipment | Chiller | Specification | Type | Water-Cooling
Building Description and Characteristic | Mechanical | Heating Equipment | Heat Source Equipment | Chiller | Specification | Circulating Pump Capacity(kW)
Building Description and Characteristic | Mechanical | Heating Equipment | Heat Source Equipment | Chiller | Specification | Coolant Pump Capacity(kW)
Building Description and Characteristic | Mechanical | Heating Equipment | Heat Source Equipment | Chiller | Specification | Cooling Water Supply Temperature(℃)
Building Description and Characteristic | Mechanical | Heating Equipment | Heat Source Equipment | Chiller | Specification | Cooling Return Water Temperature(℃)
Building Description and Characteristic | Mechanical | Heating Equipment | Heat Source Equipment | Chiller | Specification | Gas Consumption(N㎥/hr)
Building Description and Characteristic | Mechanical | Heating Equipment | Heat Source Equipment | Chiller | Cooling Tower Type | Evaporative Type
Building Description and Characteristic | Mechanical | Heating Equipment | Heat Source Equipment | Chiller | Cooling Tower Type | Dry Type
Building Description and Characteristic | Mechanical | Heating Equipment | Heat Source Equipment | Chiller | Cooling Tower Type | Closed Type
Building Description and Characteristic | Mechanical | Heating Equipment | Heat Source Equipment | Chiller | Installation Year and Month
Building Description and Characteristic | Mechanical | Heating Equipment | Heat Source Equipment | Chiller | quantity
Building Description and Characteristic | Mechanical | Heating Equipment | Heat Source Equipment | Chiller | Photographs | Equipment
Building Description and Characteristic | Mechanical | Heating Equipment | Heat Source Equipment | Chiller | Photographs | Specification
Building Description and Characteristic | Mechanical | Heating Equipment | Heat Source Equipment | Ditrict Heating | Equipment Number
Building Description and Characteristic | Mechanical | Heating Equipment | Heat Source Equipment | Ditrict Heating | Specification | Heating Capacity(kW)
Building Description and Characteristic | Mechanical | Heating Equipment | Heat Source Equipment | Ditrict Heating | Specification | Thermal Storage Capacity(l)
Building Description and Characteristic | Mechanical | Heating Equipment | Heat Source Equipment | Ditrict Heating | Specification | Efficiency(%)
Building Description and Characteristic | Mechanical | Heating Equipment | Heat Source Equipment | Ditrict Heating | Specification | Pump Capacity(kW)
Building Description and Characteristic | Mechanical | Heating Equipment | Heat Source Equipment | Others | Equipment Number
Building Description and Characteristic | Mechanical | Heating Equipment | Heat Source Equipment | Others | Equipment Name
Building Description and Characteristic | Mechanical | Heating Equipment | Heat Source Equipment | Others | Range of Use | Floor
Building Description and Characteristic | Mechanical | Heating Equipment | Heat Source Equipment | Others | Range of Use | Room
Building Description and Characteristic | Mechanical | Heating Equipment | Heat Source Equipment | Others | Fuel
Building Description and Characteristic | Mechanical | Heating Equipment | Heat Source Equipment | Others | Specification | Capacity(kW)
Building Description and Characteristic | Mechanical | Heating Equipment | Heat Source Equipment | Others | Specification | Area(㎡)
Building Description and Characteristic | Mechanical | Heating Equipment | Heat Source Equipment | Others | Specification | Efficiency(%)
Building Description and Characteristic | Mechanical | Heating Equipment | Heat Source Equipment | Others | Installation Year and Month
Building Description and Characteristic | Mechanical | Heating Equipment | Heat Source Equipment | Others | quantity
Building Description and Characteristic | Mechanical | Heating Equipment | Heat Source Equipment | Others | Photographs | Equipment
Building Description and Characteristic | Mechanical | Heating Equipment | Heat Source Equipment | Others | Photographs | Specification
Building Description and Characteristic | Mechanical | Heating Equipment | Supply Equipment | Equipment Number
Building Description and Characteristic | Mechanical | Heating Equipment | Supply Equipment | Connected Heat Source Equipment
Building Description and Characteristic | Mechanical | Heating Equipment | Supply Equipment | Type | EHP
Building Description and Characteristic | Mechanical | Heating Equipment | Supply Equipment | Type | FCU(Ceiling)
Building Description and Characteristic | Mechanical | Heating Equipment | Supply Equipment | Type | FCU(Floor)
Building Description and Characteristic | Mechanical | Heating Equipment | Supply Equipment | Type | AHU(Diffuser)
Building Description and Characteristic | Mechanical | Heating Equipment | Supply Equipment | Type | Radiator
Building Description and Characteristic | Mechanical | Heating Equipment | Supply Equipment | Type | Others
Building Description and Characteristic | Mechanical | Heating Equipment | Supply Equipment | Specification | Capacity(kW)
Building Description and Characteristic | Mechanical | Heating Equipment | Supply Equipment | Installation Year and Month
Building Description and Characteristic | Mechanical | Heating Equipment | Supply Equipment | quantity
Building Description and Characteristic | Mechanical | Heating Equipment | Supply Equipment | Range of Use | Floor
Building Description and Characteristic | Mechanical | Heating Equipment | Supply Equipment | Range of Use | All
Building Description and Characteristic | Mechanical | Heating Equipment | Supply Equipment | Range of Use | Parts
Building Description and Characteristic | Mechanical | Heating Equipment | Supply Equipment | Range of Use | Others
Building Description and Characteristic | Mechanical | Heating Equipment | Supply Equipment | Photographs | Equipment
Building Description and Characteristic | Mechanical | Heating Equipment | Supply Equipment | Photographs | Specification
Building Description and Characteristic | Mechanical | Heating Equipment | Floor Heating | Equipment Number
Building Description and Characteristic | Mechanical | Heating Equipment | Floor Heating | Range of Use | Floor
Building Description and Characteristic | Mechanical | Heating Equipment | Floor Heating | Range of Use | All
Building Description and Characteristic | Mechanical | Heating Equipment | Floor Heating | Range of Use | Parts
Building Description and Characteristic | Mechanical | Heating Equipment | Floor Heating | Range of Use | Others
Building Description and Characteristic | Mechanical | Heating Equipment | Floor Heating | Type | Gas |  |  | archi에서 이동
Building Description and Characteristic | Mechanical | Heating Equipment | Floor Heating | Type | Oil |  |  | archi에서 이동
Building Description and Characteristic | Mechanical | Heating Equipment | Floor Heating | Type | Electric |  |  | archi에서 이동
Building Description and Characteristic | Mechanical | Heating Equipment | Floor Heating | Type | Hot Water Circulation |  |  | archi에서 이동
Building Description and Characteristic | Mechanical | Heating Equipment | Floor Heating | Type | Others
Building Description and Characteristic | Mechanical | Heating Equipment | Floor Heating | Specification | Capacity(kW)
Building Description and Characteristic | Mechanical | Heating Equipment | Floor Heating | Specification | Area(㎡)
Building Description and Characteristic | Mechanical | Heating Equipment | Floor Heating | Specification | Efficiency(%)
Building Description and Characteristic | Mechanical | Heating Equipment | Floor Heating | Distributor | Location
Building Description and Characteristic | Mechanical | Heating Equipment | Floor Heating | Distributor | quantity
Building Description and Characteristic | Mechanical | Heating Equipment | Floor Heating | Installation Year and Month
Building Description and Characteristic | Mechanical | Heating Equipment | Floor Heating | quantity
Building Description and Characteristic | Mechanical | Heating Equipment | Floor Heating | Photographs | Equipment
Building Description and Characteristic | Mechanical | Heating Equipment | Floor Heating | Photographs | Specification
Building Description and Characteristic | Mechanical | Cooling Equipment | Heat Source Equipment | Equipment Number
Building Description and Characteristic | Mechanical | Cooling Equipment | Heat Source Equipment | Heatpump | Range of Use | Floor
Building Description and Characteristic | Mechanical | Cooling Equipment | Heat Source Equipment | Heatpump | Range of Use | Room
Building Description and Characteristic | Mechanical | Cooling Equipment | Heat Source Equipment | Heatpump | Type | EHP
Building Description and Characteristic | Mechanical | Cooling Equipment | Heat Source Equipment | Heatpump | Type | GHP
Building Description and Characteristic | Mechanical | Cooling Equipment | Heat Source Equipment | Heatpump | Type | Others
Building Description and Characteristic | Mechanical | Cooling Equipment | Heat Source Equipment | Heatpump | Fuel | Electric
Building Description and Characteristic | Mechanical | Cooling Equipment | Heat Source Equipment | Heatpump | Fuel | LNG
Building Description and Characteristic | Mechanical | Cooling Equipment | Heat Source Equipment | Heatpump | Fuel | LPG
Building Description and Characteristic | Mechanical | Cooling Equipment | Heat Source Equipment | Heatpump | Fuel | Others
Building Description and Characteristic | Mechanical | Cooling Equipment | Heat Source Equipment | Heatpump | Installation Type | Multi Type
Building Description and Characteristic | Mechanical | Cooling Equipment | Heat Source Equipment | Heatpump | Installation Type | Single Type
Building Description and Characteristic | Mechanical | Cooling Equipment | Heat Source Equipment | Heatpump | Specification | Capacity(kW) | Heating
Building Description and Characteristic | Mechanical | Cooling Equipment | Heat Source Equipment | Heatpump | Specification | Capacity(kW) | Cooling
Building Description and Characteristic | Mechanical | Cooling Equipment | Heat Source Equipment | Heatpump | Specification | COP | Heating
Building Description and Characteristic | Mechanical | Cooling Equipment | Heat Source Equipment | Heatpump | Specification | COP | Cooling
Building Description and Characteristic | Mechanical | Cooling Equipment | Heat Source Equipment | Heatpump | Installation Year and Month
Building Description and Characteristic | Mechanical | Cooling Equipment | Heat Source Equipment | Heatpump | Quantity
Building Description and Characteristic | Mechanical | Cooling Equipment | Heat Source Equipment | Heatpump | Photographs | Equipment
Building Description and Characteristic | Mechanical | Cooling Equipment | Heat Source Equipment | Heatpump | Photographs | Specification
Building Description and Characteristic | Mechanical | Cooling Equipment | Heat Source Equipment | Chiller | Equipment Number
Building Description and Characteristic | Mechanical | Cooling Equipment | Heat Source Equipment | Chiller | Range of Use | Floor
Building Description and Characteristic | Mechanical | Cooling Equipment | Heat Source Equipment | Chiller | Range of Use | Room
Building Description and Characteristic | Mechanical | Cooling Equipment | Heat Source Equipment | Chiller | Fuel | LNG
Building Description and Characteristic | Mechanical | Cooling Equipment | Heat Source Equipment | Chiller | Fuel | LPG
Building Description and Characteristic | Mechanical | Cooling Equipment | Heat Source Equipment | Chiller | Fuel | Natural Gas
Building Description and Characteristic | Mechanical | Cooling Equipment | Heat Source Equipment | Chiller | Fuel | Electric
Building Description and Characteristic | Mechanical | Cooling Equipment | Heat Source Equipment | Chiller | Type | Compression Type
Building Description and Characteristic | Mechanical | Cooling Equipment | Heat Source Equipment | Chiller | Type | Absortion Type
Building Description and Characteristic | Mechanical | Cooling Equipment | Heat Source Equipment | Chiller | Specification | Capacity(kW)
Building Description and Characteristic | Mechanical | Cooling Equipment | Heat Source Equipment | Chiller | Specification | Power Consumption(kW)
Building Description and Characteristic | Mechanical | Cooling Equipment | Heat Source Equipment | Chiller | Specification | Cooling System | Air-Cooling
Building Description and Characteristic | Mechanical | Cooling Equipment | Heat Source Equipment | Chiller | Specification | Cooling System | Water-Cooling
Building Description and Characteristic | Mechanical | Cooling Equipment | Heat Source Equipment | Chiller | Specification | Chilled Water Circulating Pump Capacity(kW)
Building Description and Characteristic | Mechanical | Cooling Equipment | Heat Source Equipment | Chiller | Specification | Coolant Pump Capacity(kW)
Building Description and Characteristic | Mechanical | Cooling Equipment | Heat Source Equipment | Chiller | Specification | Chilled Water Supply Temperature(℃)
Building Description and Characteristic | Mechanical | Cooling Equipment | Heat Source Equipment | Chiller | Specification | Chilled Water Recovery Temperature(℃)
Building Description and Characteristic | Mechanical | Cooling Equipment | Heat Source Equipment | Chiller | Specification | Gas Consumption(N㎥/hr)
Building Description and Characteristic | Mechanical | Cooling Equipment | Heat Source Equipment | Chiller | Cooling Tower Type | Evaporative Type
Building Description and Characteristic | Mechanical | Cooling Equipment | Heat Source Equipment | Chiller | Cooling Tower Type | Dry Type
Building Description and Characteristic | Mechanical | Cooling Equipment | Heat Source Equipment | Chiller | Cooling Tower Type | Closed Type
Building Description and Characteristic | Mechanical | Cooling Equipment | Heat Source Equipment | Chiller | Installation Year and Month
Building Description and Characteristic | Mechanical | Cooling Equipment | Heat Source Equipment | Chiller | Quantity
Building Description and Characteristic | Mechanical | Cooling Equipment | Heat Source Equipment | Chiller | Photographs | Equipment
Building Description and Characteristic | Mechanical | Cooling Equipment | Heat Source Equipment | Chiller | Photographs | Specification
Building Description and Characteristic | Mechanical | Cooling Equipment | Heat Source Equipment | District Cooling | Equipment Number
Building Description and Characteristic | Mechanical | Cooling Equipment | Heat Source Equipment | District Cooling | Specification | Cooling Capacity(kW)
Building Description and Characteristic | Mechanical | Cooling Equipment | Heat Source Equipment | District Cooling | Specification | Strorage Capacity(l)
Building Description and Characteristic | Mechanical | Cooling Equipment | Heat Source Equipment | District Cooling | Specification | Efficiency(%)
Building Description and Characteristic | Mechanical | Cooling Equipment | Heat Source Equipment | District Cooling | Specification | Pump Power(kW)
Building Description and Characteristic | Mechanical | Cooling Equipment | Heat Source Equipment | Others | Equipment Number
Building Description and Characteristic | Mechanical | Cooling Equipment | Heat Source Equipment | Others | Equipment Name
Building Description and Characteristic | Mechanical | Cooling Equipment | Heat Source Equipment | Others | Range of Use | Floor
Building Description and Characteristic | Mechanical | Cooling Equipment | Heat Source Equipment | Others | Range of Use | Room
Building Description and Characteristic | Mechanical | Cooling Equipment | Heat Source Equipment | Others | Fuel
Building Description and Characteristic | Mechanical | Cooling Equipment | Heat Source Equipment | Others | Specification | Capacity(kW)
Building Description and Characteristic | Mechanical | Cooling Equipment | Heat Source Equipment | Others | Specification | Efficiency(%)
Building Description and Characteristic | Mechanical | Cooling Equipment | Heat Source Equipment | Others | Specification | COP
Building Description and Characteristic | Mechanical | Cooling Equipment | Heat Source Equipment | Others | Specification | Others
Building Description and Characteristic | Mechanical | Cooling Equipment | Heat Source Equipment | Others | Installation Year and Month
Building Description and Characteristic | Mechanical | Cooling Equipment | Heat Source Equipment | Others | Photographs | Equipment
Building Description and Characteristic | Mechanical | Cooling Equipment | Heat Source Equipment | Others | Photographs | Specification
Building Description and Characteristic | Mechanical | Cooling Equipment | Supply Equipment | Equipment Number
Building Description and Characteristic | Mechanical | Cooling Equipment | Supply Equipment | Connected Heat Source Equipment
Building Description and Characteristic | Mechanical | Cooling Equipment | Supply Equipment | Type | EHP
Building Description and Characteristic | Mechanical | Cooling Equipment | Supply Equipment | Type | FCU(Ceiling)
Building Description and Characteristic | Mechanical | Cooling Equipment | Supply Equipment | Type | FCU(Floor)
Building Description and Characteristic | Mechanical | Cooling Equipment | Supply Equipment | Type | AHU(Diffuser)
Building Description and Characteristic | Mechanical | Cooling Equipment | Supply Equipment | Type | Radiator
Building Description and Characteristic | Mechanical | Cooling Equipment | Supply Equipment | Type | Others
Building Description and Characteristic | Mechanical | Cooling Equipment | Supply Equipment | Specification | Capacity(kW)
Building Description and Characteristic | Mechanical | Cooling Equipment | Supply Equipment | Installation Year and Month
Building Description and Characteristic | Mechanical | Cooling Equipment | Supply Equipment | quantity
Building Description and Characteristic | Mechanical | Cooling Equipment | Supply Equipment | Range of Use | Floor
Building Description and Characteristic | Mechanical | Cooling Equipment | Supply Equipment | Range of Use | All
Building Description and Characteristic | Mechanical | Cooling Equipment | Supply Equipment | Range of Use | Parts
Building Description and Characteristic | Mechanical | Cooling Equipment | Supply Equipment | Range of Use | Others
Building Description and Characteristic | Mechanical | Cooling Equipment | Supply Equipment | Photographs | Equipment
Building Description and Characteristic | Mechanical | Cooling Equipment | Supply Equipment | Photographs | Specification
Building Description and Characteristic | Mechanical | Hot Water Equipment | Heat Source Equipment | Boiler | Equipment Number
Building Description and Characteristic | Mechanical | Hot Water Equipment | Heat Source Equipment | Boiler | Range of Use | Floor
Building Description and Characteristic | Mechanical | Hot Water Equipment | Heat Source Equipment | Boiler | Range of Use | All
Building Description and Characteristic | Mechanical | Hot Water Equipment | Heat Source Equipment | Boiler | Range of Use | Parts
Building Description and Characteristic | Mechanical | Hot Water Equipment | Heat Source Equipment | Boiler | Fuel | Oil
Building Description and Characteristic | Mechanical | Hot Water Equipment | Heat Source Equipment | Boiler | Fuel | District Heating
Building Description and Characteristic | Mechanical | Hot Water Equipment | Heat Source Equipment | Boiler | Fuel | Electric
Building Description and Characteristic | Mechanical | Hot Water Equipment | Heat Source Equipment | Boiler | Fuel | LNG
Building Description and Characteristic | Mechanical | Hot Water Equipment | Heat Source Equipment | Boiler | Fuel | LPG
Building Description and Characteristic | Mechanical | Hot Water Equipment | Heat Source Equipment | Boiler | Fuel | Others
Building Description and Characteristic | Mechanical | Hot Water Equipment | Heat Source Equipment | Boiler | Operation | Hot Water
Building Description and Characteristic | Mechanical | Hot Water Equipment | Heat Source Equipment | Boiler | Operation | Heating + Hot Water
Building Description and Characteristic | Mechanical | Hot Water Equipment | Heat Source Equipment | Boiler | Type | General
Building Description and Characteristic | Mechanical | Hot Water Equipment | Heat Source Equipment | Boiler | Type | Condensing
Building Description and Characteristic | Mechanical | Hot Water Equipment | Heat Source Equipment | Boiler | Specification | Capacity(kW)
Building Description and Characteristic | Mechanical | Hot Water Equipment | Heat Source Equipment | Boiler | Specification | Power Consumption(kW)
Building Description and Characteristic | Mechanical | Hot Water Equipment | Heat Source Equipment | Boiler | Specification | Gas Consumption(N㎥/hr)
Building Description and Characteristic | Mechanical | Hot Water Equipment | Heat Source Equipment | Boiler | Specification | Circulating Pump Capacity(kW)
Building Description and Characteristic | Mechanical | Hot Water Equipment | Heat Source Equipment | Boiler | Specification | Heating Water Supply Temperature(℃)
Building Description and Characteristic | Mechanical | Hot Water Equipment | Heat Source Equipment | Boiler | Specification | Heating Return Water Temperature(℃)
Building Description and Characteristic | Mechanical | Hot Water Equipment | Heat Source Equipment | Boiler | Specification | Strorage Capacity(l)
Building Description and Characteristic | Mechanical | Hot Water Equipment | Heat Source Equipment | Boiler | Specification | Efficiency(%)
Building Description and Characteristic | Mechanical | Hot Water Equipment | Heat Source Equipment | Boiler | Specification | Pump Power(kW)
Building Description and Characteristic | Mechanical | Hot Water Equipment | Heat Source Equipment | Boiler | Installation Year and Month
Building Description and Characteristic | Mechanical | Hot Water Equipment | Heat Source Equipment | Boiler | Quantity
Building Description and Characteristic | Mechanical | Hot Water Equipment | Heat Source Equipment | Boiler | Photographs | Equipment
Building Description and Characteristic | Mechanical | Hot Water Equipment | Heat Source Equipment | Boiler | Photographs | Specification
Building Description and Characteristic | Mechanical | Hot Water Equipment | Heat Source Equipment | Others | Equipment Number
Building Description and Characteristic | Mechanical | Hot Water Equipment | Heat Source Equipment | Others | Equipment Name
Building Description and Characteristic | Mechanical | Hot Water Equipment | Heat Source Equipment | Others | Range of Use | Floor
Building Description and Characteristic | Mechanical | Hot Water Equipment | Heat Source Equipment | Others | Range of Use | Room
Building Description and Characteristic | Mechanical | Hot Water Equipment | Heat Source Equipment | Others | Fuel
Building Description and Characteristic | Mechanical | Hot Water Equipment | Heat Source Equipment | Others | Specification | Capacity(kW)
Building Description and Characteristic | Mechanical | Hot Water Equipment | Heat Source Equipment | Others | Specification | Efficiency(%)
Building Description and Characteristic | Mechanical | Hot Water Equipment | Heat Source Equipment | Others | Specification | COP
Building Description and Characteristic | Mechanical | Hot Water Equipment | Heat Source Equipment | Others | Specification | Others
Building Description and Characteristic | Mechanical | Hot Water Equipment | Heat Source Equipment | Others | Installation Year and Month
Building Description and Characteristic | Mechanical | Hot Water Equipment | Heat Source Equipment | Others | Photographs | Equipment
Building Description and Characteristic | Mechanical | Hot Water Equipment | Heat Source Equipment | Others | Photographs | Specification
Building Description and Characteristic | Mechanical | Hot Water Equipment | Supply Equipment | Electric Water Heater | Equipment Number
Building Description and Characteristic | Mechanical | Hot Water Equipment | Supply Equipment | Electric Water Heater | Specification | Capacity(kW)
Building Description and Characteristic | Mechanical | Hot Water Equipment | Supply Equipment | Electric Water Heater | Specification | Storage Capacity(l)
Building Description and Characteristic | Mechanical | Hot Water Equipment | Supply Equipment | Electric Water Heater | Specification | Efficiency(%)
Building Description and Characteristic | Mechanical | Hot Water Equipment | Supply Equipment | Electric Water Heater | Installation Year and Month
Building Description and Characteristic | Mechanical | Hot Water Equipment | Supply Equipment | Electric Water Heater | Quantity
Building Description and Characteristic | Mechanical | Hot Water Equipment | Supply Equipment | Electric Water Heater | Photographs | Equipment
Building Description and Characteristic | Mechanical | Hot Water Equipment | Supply Equipment | Electric Water Heater | Photographs | Specification
Building Description and Characteristic | Mechanical | Hot Water Equipment | Supply Equipment | Others | Equipment Number
Building Description and Characteristic | Mechanical | Hot Water Equipment | Supply Equipment | Others | Equipment Name
Building Description and Characteristic | Mechanical | Hot Water Equipment | Supply Equipment | Others | Fuel
Building Description and Characteristic | Mechanical | Hot Water Equipment | Supply Equipment | Others | Specification | Capacity(kW)
Building Description and Characteristic | Mechanical | Hot Water Equipment | Supply Equipment | Others | Specification | Storage Capacity(l)
Building Description and Characteristic | Mechanical | Hot Water Equipment | Supply Equipment | Others | Specification | Efficiency(%)
Building Description and Characteristic | Mechanical | Hot Water Equipment | Supply Equipment | Others | Specification | Others
Building Description and Characteristic | Mechanical | Hot Water Equipment | Supply Equipment | Others | Installation Year and Month
Building Description and Characteristic | Mechanical | Hot Water Equipment | Supply Equipment | Others | Quantity
Building Description and Characteristic | Mechanical | Hot Water Equipment | Supply Equipment | Others | Photographs | Equipment
Building Description and Characteristic | Mechanical | Hot Water Equipment | Supply Equipment | Others | Photographs | Specification
Building Description and Characteristic | Mechanical | Ventilation Equipment | Heat Recovery Ventilation | Equipment Number
Building Description and Characteristic | Mechanical | Ventilation Equipment | Heat Recovery Ventilation | Existing Installation Status |  |  |  | 전열교환기항목 새로 생성
Building Description and Characteristic | Mechanical | Ventilation Equipment | Heat Recovery Ventilation | Location
Building Description and Characteristic | Mechanical | Ventilation Equipment | Heat Recovery Ventilation | System Type | Constant Air Volume
Building Description and Characteristic | Mechanical | Ventilation Equipment | Heat Recovery Ventilation | System Type | Variable Air Volume
Building Description and Characteristic | Mechanical | Ventilation Equipment | Heat Recovery Ventilation | System Type | Ventilationh
Building Description and Characteristic | Mechanical | Ventilation Equipment | Heat Recovery Ventilation | Humidification Type | No Humidification
Building Description and Characteristic | Mechanical | Ventilation Equipment | Heat Recovery Ventilation | Humidification Type | Humidification Possible
Building Description and Characteristic | Mechanical | Ventilation Equipment | Heat Recovery Ventilation | Humidification Type | Steam Humidification
Building Description and Characteristic | Mechanical | Ventilation Equipment | Heat Recovery Ventilation | Humidification Type | Mist Humidifacation
Building Description and Characteristic | Mechanical | Ventilation Equipment | Heat Recovery Ventilation | Return Air | Possible
Building Description and Characteristic | Mechanical | Ventilation Equipment | Heat Recovery Ventilation | Return Air | Impossible
Building Description and Characteristic | Mechanical | Ventilation Equipment | Heat Recovery Ventilation | Outside Air Cooling | Possible
Building Description and Characteristic | Mechanical | Ventilation Equipment | Heat Recovery Ventilation | Outside Air Cooling | Impossible
Building Description and Characteristic | Mechanical | Ventilation Equipment | Heat Recovery Ventilation | Type of Heat Exchange | Total Heat
Building Description and Characteristic | Mechanical | Ventilation Equipment | Heat Recovery Ventilation | Type of Heat Exchange | Sensible Heat
Building Description and Characteristic | Mechanical | Ventilation Equipment | Heat Recovery Ventilation | Specification | Heat Recovery Rate(%) | Heating
Building Description and Characteristic | Mechanical | Ventilation Equipment | Heat Recovery Ventilation | Specification | Heat Recovery Rate(%) | Cooling
Building Description and Characteristic | Mechanical | Ventilation Equipment | Heat Recovery Ventilation | Specification | Supply Air Volume(CMH)
Building Description and Characteristic | Mechanical | Ventilation Equipment | Heat Recovery Ventilation | Specification | Exhaust Air Volume(CMH)
Building Description and Characteristic | Mechanical | Ventilation Equipment | Heat Recovery Ventilation | Specification | Supply Air Static Pressure(Pa)
Building Description and Characteristic | Mechanical | Ventilation Equipment | Heat Recovery Ventilation | Specification | Exhaust Air Static Pressure(Pa)
Building Description and Characteristic | Mechanical | Ventilation Equipment | Heat Recovery Ventilation | Specification | Supply Air Power(kW)
Building Description and Characteristic | Mechanical | Ventilation Equipment | Heat Recovery Ventilation | Specification | Exhaust Air Power(kW)
Building Description and Characteristic | Mechanical | Ventilation Equipment | Heat Recovery Ventilation | Installation Year and Month
Building Description and Characteristic | Mechanical | Ventilation Equipment | Heat Recovery Ventilation | Quantity
Building Description and Characteristic | Mechanical | Ventilation Equipment | Heat Recovery Ventilation | Photographs | Equipment
Building Description and Characteristic | Mechanical | Ventilation Equipment | Heat Recovery Ventilation | Photographs | Specification
Building Description and Characteristic | Mechanical | Ventilation Equipment | AHU | Equipment Number
Building Description and Characteristic | Mechanical | Ventilation Equipment | AHU | System Type | Constant Air Volume
Building Description and Characteristic | Mechanical | Ventilation Equipment | AHU | System Type | Variable Air Volume
Building Description and Characteristic | Mechanical | Ventilation Equipment | AHU | System Type | Ventilationh
Building Description and Characteristic | Mechanical | Ventilation Equipment | AHU | Humidification Type | No Humidification
Building Description and Characteristic | Mechanical | Ventilation Equipment | AHU | Humidification Type | Humidification Possible
Building Description and Characteristic | Mechanical | Ventilation Equipment | AHU | Humidification Type | Steam Humidification
Building Description and Characteristic | Mechanical | Ventilation Equipment | AHU | Humidification Type | Mist Humidifacation
Building Description and Characteristic | Mechanical | Ventilation Equipment | AHU | Return Air | Possible
Building Description and Characteristic | Mechanical | Ventilation Equipment | AHU | Return Air | Impossible
Building Description and Characteristic | Mechanical | Ventilation Equipment | AHU | Outside Air Cooling | Possible
Building Description and Characteristic | Mechanical | Ventilation Equipment | AHU | Outside Air Cooling | Impossible
Building Description and Characteristic | Mechanical | Ventilation Equipment | AHU | Type of Heat Exchange | Total Heat
Building Description and Characteristic | Mechanical | Ventilation Equipment | AHU | Type of Heat Exchange | Sensible Heat
Building Description and Characteristic | Mechanical | Ventilation Equipment | AHU | Specification | Heat Recovery Rate(%) | Heating
Building Description and Characteristic | Mechanical | Ventilation Equipment | AHU | Specification | Heat Recovery Rate(%) | Cooling
Building Description and Characteristic | Mechanical | Ventilation Equipment | AHU | Specification | Supply Air Volume(CMH)
Building Description and Characteristic | Mechanical | Ventilation Equipment | AHU | Specification | Exhaust Air Volume(CMH)
Building Description and Characteristic | Mechanical | Ventilation Equipment | AHU | Specification | Supply Air Static Pressure(Pa)
Building Description and Characteristic | Mechanical | Ventilation Equipment | AHU | Specification | Exhaust Air Static Pressure(Pa)
Building Description and Characteristic | Mechanical | Ventilation Equipment | AHU | Specification | Supply Air Power(kW)
Building Description and Characteristic | Mechanical | Ventilation Equipment | AHU | Specification | Exhaust Air Power(kW)
Building Description and Characteristic | Mechanical | Ventilation Equipment | AHU | Installation Year and Month
Building Description and Characteristic | Mechanical | Ventilation Equipment | AHU | Quantity
Building Description and Characteristic | Mechanical | Ventilation Equipment | AHU | Photographs | Equipment
Building Description and Characteristic | Mechanical | Ventilation Equipment | AHU | Photographs | Specification
Building Description and Characteristic | Mechanical | Ventilation Equipment | FAN | Equipment Number
Building Description and Characteristic | Mechanical | Ventilation Equipment | FAN | System Type | Constant Air Volume
Building Description and Characteristic | Mechanical | Ventilation Equipment | FAN | System Type | Variable Air Volume
Building Description and Characteristic | Mechanical | Ventilation Equipment | FAN | System Type | Ventilationh
Building Description and Characteristic | Mechanical | Ventilation Equipment | FAN | Specification | Supply Air Volume(CMH)
Building Description and Characteristic | Mechanical | Ventilation Equipment | FAN | Specification | Exhaust Air Volume(CMH)
Building Description and Characteristic | Mechanical | Ventilation Equipment | FAN | Specification | Supply Air Static Pressure(Pa)
Building Description and Characteristic | Mechanical | Ventilation Equipment | FAN | Specification | Exhaust Air Static Pressure(Pa)
Building Description and Characteristic | Mechanical | Ventilation Equipment | FAN | Specification | Supply Air Power(kW)
Building Description and Characteristic | Mechanical | Ventilation Equipment | FAN | Specification | Exhaust Air Power(kW)
Building Description and Characteristic | Mechanical | Ventilation Equipment | FAN | Installation Year and Month
Building Description and Characteristic | Mechanical | Ventilation Equipment | FAN | Quantity
Building Description and Characteristic | Mechanical | Ventilation Equipment | FAN | Photographs | Equipment
Building Description and Characteristic | Mechanical | Ventilation Equipment | FAN | Photographs | Specification
Building Description and Characteristic | Electrical | Lighting Equipment | Lighting Overview | Light Capacity(W) | Fluorescent Light
Building Description and Characteristic | Electrical | Lighting Equipment | Lighting Overview | Light Capacity(W) | LED
Building Description and Characteristic | Electrical | Lighting Equipment | Lighting Overview | Light Capacity(W) | Others
Building Description and Characteristic | Electrical | Lighting Equipment | Equipment Number
Building Description and Characteristic | Electrical | Lighting Equipment | Location
Building Description and Characteristic | Electrical | Lighting Equipment | Type | Fluorescent Light
Building Description and Characteristic | Electrical | Lighting Equipment | Type | LED
Building Description and Characteristic | Electrical | Lighting Equipment | Type | Others
Building Description and Characteristic | Electrical | Lighting Equipment | Power(W)
Building Description and Characteristic | Electrical | Lighting Equipment | Quantity(EA)
Building Description and Characteristic | Electrical | Lighting Equipment | Control Type | Manual Local Control
Building Description and Characteristic | Electrical | Lighting Equipment | Control Type | Occupants Sensor
Building Description and Characteristic | Electrical | Lighting Equipment | Control Type | Photoresistor Sensor
Building Description and Characteristic | Electrical | Lighting Equipment | Control Type | Dimming Sensor
Building Description and Characteristic | Electrical | Lighting Equipment | Control Type | Central Control
Building Description and Characteristic | Electrical | Lighting Equipment | Photographs | Equipment
Building Description and Characteristic | Renewable Energy | Sunlight Generation | Equipment Number
Building Description and Characteristic | Renewable Energy | Sunlight Generation | Existing Installation Status
Building Description and Characteristic | Renewable Energy | Sunlight Generation | Type | PV
Building Description and Characteristic | Renewable Energy | Sunlight Generation | Type | BIPV
Building Description and Characteristic | Renewable Energy | Sunlight Generation | Power Generation Capacity(kW)
Building Description and Characteristic | Renewable Energy | Sunlight Generation | Area(㎡)
Building Description and Characteristic | Renewable Energy | Sunlight Generation | Tilt | Horizontal
Building Description and Characteristic | Renewable Energy | Sunlight Generation | Tilt | Vertical
Building Description and Characteristic | Renewable Energy | Sunlight Generation | Tilt | 45°
Building Description and Characteristic | Renewable Energy | Sunlight Generation | Orientation | West
Building Description and Characteristic | Renewable Energy | Sunlight Generation | Orientation | South
Building Description and Characteristic | Renewable Energy | Sunlight Generation | Orientation | East
Building Description and Characteristic | Renewable Energy | Sunlight Generation | Orientation | South-West
Building Description and Characteristic | Renewable Energy | Sunlight Generation | Orientation | South-East
Building Description and Characteristic | Renewable Energy | Sunlight Generation | Specification | PV Module Type | Monocrystalline
Building Description and Characteristic | Renewable Energy | Sunlight Generation | Specification | PV Module Type | Polycrystalline
Building Description and Characteristic | Renewable Energy | Sunlight Generation | Specification | Efficiency(%)
Building Description and Characteristic | Renewable Energy | Sunlight Generation | Specification | PV Application Type | Contat Type
Building Description and Characteristic | Renewable Energy | Sunlight Generation | Specification | PV Application Type | Rear Ventilation Type
Building Description and Characteristic | Renewable Energy | Sunlight Generation | Specification | PV Application Type | Mechanical Ventilation Type
Building Description and Characteristic | Renewable Energy | Sunlight Generation | Installation Year and Month
Building Description and Characteristic | Renewable Energy | Sunlight Generation | Photographs | Equipment
Building Description and Characteristic | Renewable Energy | Sunlight Generation | Photographs | Specification
Building Description and Characteristic | Renewable Energy | Solar thermal Generation | Equipment Number
Building Description and Characteristic | Renewable Energy | Solar thermal Generation | Operation | Hot Water
Building Description and Characteristic | Renewable Energy | Solar thermal Generation | Operation | Heating + Hot Water
Building Description and Characteristic | Renewable Energy | Solar thermal Generation | Solar Collector Type | Flat Plate Type
Building Description and Characteristic | Renewable Energy | Solar thermal Generation | Solar Collector Type | Vacuum Tube Tyle
Building Description and Characteristic | Renewable Energy | Solar thermal Generation | Area(㎡)
Building Description and Characteristic | Renewable Energy | Solar thermal Generation | Orientation | West
Building Description and Characteristic | Renewable Energy | Solar thermal Generation | Orientation | South
Building Description and Characteristic | Renewable Energy | Solar thermal Generation | Orientation | East
Building Description and Characteristic | Renewable Energy | Solar thermal Generation | Orientation | South-West
Building Description and Characteristic | Renewable Energy | Solar thermal Generation | Orientation | South-East
Building Description and Characteristic | Renewable Energy | Solar thermal Generation | Specification | Heat Collection Efficiency(%)
Building Description and Characteristic | Renewable Energy | Solar thermal Generation | Specification | Solar Pump Power(W)
Building Description and Characteristic | Renewable Energy | Solar thermal Generation | Specification | Tank Volume(l) | Hot Water
Building Description and Characteristic | Renewable Energy | Solar thermal Generation | Specification | Tank Volume(l) | Heating
Building Description and Characteristic | Renewable Energy | Solar thermal Generation | Heat Storage Tank Installation Site | Heating Area
Building Description and Characteristic | Renewable Energy | Solar thermal Generation | Heat Storage Tank Installation Site | Non-Heating Area
Building Description and Characteristic | Renewable Energy | Solar thermal Generation | Heat Storage Tank Installation Site | External Space
Building Description and Characteristic | Renewable Energy | Solar thermal Generation | Installation Year and Month
Building Description and Characteristic | Renewable Energy | Solar thermal Generation | Photographs | Equipment
Building Description and Characteristic | Renewable Energy | Solar thermal Generation | Photographs | Specification
Building Description and Characteristic | Renewable Energy | Geothermal Power Generation | Equipment Number
Building Description and Characteristic | Renewable Energy | Geothermal Power Generation | Operation | Heating
Building Description and Characteristic | Renewable Energy | Geothermal Power Generation | Operation | Hot Water
Building Description and Characteristic | Renewable Energy | Geothermal Power Generation | Operation | Heating + Hot Water
Building Description and Characteristic | Renewable Energy | Geothermal Power Generation | Operation | Cooling
Building Description and Characteristic | Renewable Energy | Geothermal Power Generation | Operation | Heating + Cooling
Building Description and Characteristic | Renewable Energy | Geothermal Power Generation | Fuel | Oil
Building Description and Characteristic | Renewable Energy | Geothermal Power Generation | Fuel | Electric
Building Description and Characteristic | Renewable Energy | Geothermal Power Generation | Fuel | Natural Gas
Building Description and Characteristic | Renewable Energy | Geothermal Power Generation | Fuel | LNG
Building Description and Characteristic | Renewable Energy | Geothermal Power Generation | Specification | Capacity(kW) | Heating
Building Description and Characteristic | Renewable Energy | Geothermal Power Generation | Specification | Capacity(kW) | Cooling
Building Description and Characteristic | Renewable Energy | Geothermal Power Generation | Specification | Power Consumption(kW) | Heating
Building Description and Characteristic | Renewable Energy | Geothermal Power Generation | Specification | Power Consumption(kW) | Cooling
Building Description and Characteristic | Renewable Energy | Geothermal Power Generation | Specification | Pump Capacity(kW) | First
Building Description and Characteristic | Renewable Energy | Geothermal Power Generation | Specification | Pump Capacity(kW) | Secondary
Building Description and Characteristic | Renewable Energy | Geothermal Power Generation | Installation Year and Month
Building Description and Characteristic | Renewable Energy | Geothermal Power Generation | Quantity(EA)
Building Description and Characteristic | Renewable Energy | Geothermal Power Generation | Photographs | Equipment
Building Description and Characteristic | Renewable Energy | Geothermal Power Generation | Photographs | Specification
Building Description and Characteristic | Renewable Energy | Others | Equipment Number
Building Description and Characteristic | Renewable Energy | Others | Equipment Name
Building Description and Characteristic | Renewable Energy | Others | Location | Floor
Building Description and Characteristic | Renewable Energy | Others | Location | Room
Building Description and Characteristic | Renewable Energy | Others | Specification | Capacity(kW)
Building Description and Characteristic | Renewable Energy | Others | Specification | Efficiency(%)
Building Description and Characteristic | Renewable Energy | Others | Specification | COP
Building Description and Characteristic | Renewable Energy | Others | Specification | Other Specification
Building Description and Characteristic | Renewable Energy | Others | Installation Year and Month
Building Description and Characteristic | Renewable Energy | Others | Quantity(EA)
Building Description and Characteristic | Renewable Energy | Others | Photographs | Equipment
Building Description and Characteristic | Renewable Energy | Others | Photographs | Specification
Building Description and Characteristic | BEMS | Central Monitoring | Status
Building Description and Characteristic | BEMS | Central Monitoring | Equipment Number
Building Description and Characteristic | BEMS | Central Monitoring | Contents
Building Description and Characteristic | BEMS | Central Monitoring | Photographs
Building Description and Characteristic | BEMS | Remote Meter Reading | Status
Building Description and Characteristic | BEMS | Remote Meter Reading | Equipment Number
Building Description and Characteristic | BEMS | Remote Meter Reading | Contents
Building Description and Characteristic | BEMS | Remote Meter Reading | Configuration Type
Building Description and Characteristic | BEMS | Remote Meter Reading | Photographs
Building Description and Characteristic | Asbestos | Asbestos Building | Status
Building Description and Characteristic | Asbestos | Asbestos Building | Management Number
Building Description and Characteristic | Asbestos | Asbestos Investigation | Investigation Status
Building Description and Characteristic | Asbestos | Asbestos Investigation | Investigation Company
Building Description and Characteristic | Asbestos | Asbestos Investigation | Date of Investigation
LEVEL 0: Building Related Documents; LEVEL 1: Building Register; LEVEL 2: Possession status | 종류>>보유유무, 구성순서 변경
LEVEL 0: Building Related Documents; LEVEL 1: Building Register; LEVEL 2: Possession Type; LEVEL 3: Electronic Document | 전자도면>전자문서, 청사진>종이문서로 변환하여 항목공통화
Building Related Documents | Building Register | Possession Type | Paper Document
Building Related Documents | Building Register | Possession Type | Others
Building Related Documents | Building Register | Attachment
Building Related Documents | Architecture Drawings | Possession status
Building Related Documents | Architecture Drawings | Possession Type | Electronic Document
Building Related Documents | Architecture Drawings | Possession Type | Paper Document
Building Related Documents | Architecture Drawings | Possession Type | Others
Building Related Documents | Architecture Drawings | Attachment
Building Related Documents | Mechanical Drawings | Possession status
Building Related Documents | Mechanical Drawings | Possession Type | Electronic Document
Building Related Documents | Mechanical Drawings | Possession Type | Paper Document
Building Related Documents | Mechanical Drawings | Possession Type | Others
Building Related Documents | Mechanical Drawings | Attachment
Building Related Documents | Electrical Drawing | Possession status
Building Related Documents | Electrical Drawing | Possession Type | Electronic Document
Building Related Documents | Electrical Drawing | Possession Type | Paper Document
Building Related Documents | Electrical Drawing | Possession Type | Others
Building Related Documents | Electrical Drawing | Attachment
Building Related Documents | Structural Reports | Possession status
Building Related Documents | Structural Reports | Possession Type | Electronic Document
Building Related Documents | Structural Reports | Possession Type | Paper Document
Building Related Documents | Structural Reports | Possession Type | Others
Building Related Documents | Structural Reports | Attachment
Building Related Documents | Asbestos Reports | Possession status
Building Related Documents | Asbestos Reports | Possession Type | Electronic Document
Building Related Documents | Asbestos Reports | Possession Type | Paper Document
Building Related Documents | Asbestos Reports | Possession Type | Others
Building Related Documents | Asbestos Reports | Attachment
Building Related Documents | Others | Possession status
Building Related Documents | Others | Possession Type | Electronic Document
Building Related Documents | Others | Possession Type | Paper Document
Building Related Documents | Others | Possession Type | Others
Building Related Documents | Others | Attachment
Green Remodeling Basic Information | Consulting Date
Green Remodeling Basic Information | The Person in Charge | Metropolitan Government | Manager Name
Green Remodeling Basic Information | The Person in Charge | Metropolitan Government | Telephone Number
Green Remodeling Basic Information | The Person in Charge | Metropolitan Government | E-mail
Green Remodeling Basic Information | The Person in Charge | Basic Local Government | Manager Name
Green Remodeling Basic Information | The Person in Charge | Basic Local Government | Telephone Number
Green Remodeling Basic Information | The Person in Charge | Basic Local Government | E-mail
Green Remodeling Basic Information | The Person in Charge | Basic Local Government | Target Building Management Experience
Green Remodeling Basic Information | The Person in Charge | Building Manager | Manager Name
Green Remodeling Basic Information | The Person in Charge | Building Manager | Telephone Number
Green Remodeling Basic Information | The Person in Charge | Building Manager | E-mail
Green Remodeling Basic Information | The Person in Charge | Building Manager | Target Building Management Experience
Green Remodeling Basic Information | The Person in Charge | Green Remodeling Consulting Company | Company Name
Green Remodeling Basic Information | The Person in Charge | Green Remodeling Consulting Company | Consultant Name
Green Remodeling Basic Information | The Person in Charge | Green Remodeling Consulting Company | Telephone Number
Green Remodeling Basic Information | The Person in Charge | Green Remodeling Consulting Company | E-mail
Green Remodeling Basic Information | Green Remodeling Range | Simple Facility Improvement
Green Remodeling Basic Information | Green Remodeling Range | Envelope + Facility Improvement
Green Remodeling Basic Information | Green Remodeling Range | Expansion or Floor Improvement
Green Remodeling Basic Information | Drawings | Drawing – Site Matching
Green Remodeling Basic Information | Drawings | Date of Drawing can be provided
Green Remodeling Basic Information | Additional Construction | Illegal Extension | Status
Green Remodeling Basic Information | Additional Construction | Illegal Extension | Improvement Method | Demolition
Green Remodeling Basic Information | Additional Construction | Illegal Extension | Improvement Method | Extention(Legalization)
Green Remodeling Basic Information | Additional Construction | Structural Reinforcement / Dismantling of Asbestos | Need for Improvement | Structural Reinforcement
Green Remodeling Basic Information | Additional Construction | Structural Reinforcement / Dismantling of Asbestos | Need for Improvement | Asbestos Demolition
Green Remodeling Basic Information | Additional Construction | Structural Reinforcement / Dismantling of Asbestos | Need for Improvement | Structural Reinforcement + Asbestos Demolition
Green Remodeling Basic Information | Additional Construction | Structural Reinforcement / Dismantling of Asbestos | Need for Improvement | N/A
Green Remodeling Basic Information | Additional Construction | Structural Reinforcement / Dismantling of Asbestos | Report Sent Date
LEVEL 0: Green Remodeling Basic Information; LEVEL 1: Remodeling Method; LEVEL 2: Residence Status | 명칭에 대한 고민
Green Remodeling Basic Information | Remodeling Method | Construction Period | Start Date
Green Remodeling Basic Information | Remodeling Method | Construction Period | End Date
Green Remodeling Basic Information | Remodeling Method | Non-residential Construction Confirmation | Whether the building is available for rent
Green Remodeling Basic Information | Remodeling Method | Non-residential Construction Confirmation | Tentative Move Plan | Migration Plan Status
Green Remodeling Basic Information | Remodeling Method | Non-residential Construction Confirmation | Tentative Move Plan | Migrant Buiding Name
Green Remodeling Basic Information | Remodeling Method | Non-residential Construction Confirmation | Tentative Move Plan | Measure for Migrant Buildings
Green Remodeling Basic Information | Cost Support | State Funding | Recognition Status
Green Remodeling Basic Information | Cost Support | Appropriate State Funding Range
Green Remodeling Basic Information | Improvement Consideration | Major Defects | Cracks | Contents
Green Remodeling Basic Information | Improvement Consideration | Major Defects | Cracks | Location
Green Remodeling Basic Information | Improvement Consideration | Major Defects | Water Leak | Contents
Green Remodeling Basic Information | Improvement Consideration | Major Defects | Water Leak | Location
Green Remodeling Basic Information | Improvement Consideration | Major Defects | Condensation/Mold | Contents
Green Remodeling Basic Information | Improvement Consideration | Major Defects | Condensation/Mold | Location
Green Remodeling Basic Information | Improvement Consideration | Major Defects | Others | Contents
Green Remodeling Basic Information | Improvement Consideration | Major Defects | Others | Location
Green Remodeling Basic Information | Improvement Consideration | Improvement Priority | Exterior Wall
Green Remodeling Basic Information | Improvement Consideration | Improvement Priority | Roof
Green Remodeling Basic Information | Improvement Consideration | Improvement Priority | Bottom Floor
Green Remodeling Basic Information | Improvement Consideration | Improvement Priority | Window
Green Remodeling Basic Information | Improvement Consideration | Improvement Priority | Door/Balcony
Green Remodeling Basic Information | Improvement Consideration | Improvement Priority | Heating Equipment
Green Remodeling Basic Information | Improvement Consideration | Improvement Priority | Cooling Equipment
Green Remodeling Basic Information | Improvement Consideration | Improvement Priority | Hot Water Equipment
Green Remodeling Basic Information | Improvement Consideration | Improvement Priority | Ventilation Equipment
Green Remodeling Basic Information | Improvement Consideration | Improvement Priority | Lighting Equipment
Green Remodeling Basic Information | Improvement Consideration | Improvement Priority | Renewable Energy
Green Remodeling Basic Information | Improvement Consideration | Improvement Priority | BEMS
Green Remodeling Basic Information | Improvement Consideration | Improvement Priority | Asbestos
Green Remodeling Basic Information | Improvement Consideration | Other Improvement Parts
Green Remodeling Basic Information | Improvement Consideration | Other Improvement Considerations | Status
Green Remodeling Basic Information | Improvement Consideration | Other Improvement Considerations | Others
Green Remodeling Basic Information | Other Government Support Project | Project Name | Fire Safety Performance Reinforcement
Green Remodeling Basic Information | Other Government Support Project | Project Name | Seismic Performance Reinforcement
Green Remodeling Basic Information | Other Government Support Project | Project Name | Daycare Center Functional Reinforcement
Green Remodeling Basic Information | Other Government Support Project | Project Name | Others
Green Remodeling Basic Information | Other Government Support Project | Project Date | Start Date
Green Remodeling Basic Information | Other Government Support Project | Project Date | End Date
Green Remodeling Basic Information | Other Government Support Project | Remarks
Green Remodeling Decision Making | Architecture | Exterior Wall | Site Number
Green Remodeling Decision Making | Architecture | Exterior Wall | Site Location
Green Remodeling Decision Making | Architecture | Exterior Wall | External Insulation | Construction Availability
Green Remodeling Decision Making | Architecture | Exterior Wall | External Insulation | Reason for Impossibility of Construction
Green Remodeling Decision Making | Architecture | Exterior Wall | Defective Items | Occurrence or Not
Green Remodeling Decision Making | Architecture | Exterior Wall | Defective Items | Defects and Finishes
Green Remodeling Decision Making | Architecture | Exterior Wall | Defective Items | Defects Contents
Green Remodeling Decision Making | Architecture | Exterior Wall | Defective Items | Photographs
Green Remodeling Decision Making | Architecture | Exterior Wall | Improvement Status | Necessary
Green Remodeling Decision Making | Architecture | Exterior Wall | Improvement Status | Unnecessary
Green Remodeling Decision Making | Architecture | Exterior Wall | Deterioration Level Evaluation | Good
Green Remodeling Decision Making | Architecture | Exterior Wall | Deterioration Level Evaluation | Normal
Green Remodeling Decision Making | Architecture | Exterior Wall | Deterioration Level Evaluation | Poor |  |  | 하자사항에 대한 사진 첨부
Green Remodeling Decision Making | Architecture | Roof | Site Number
Green Remodeling Decision Making | Architecture | Roof | Site Location
Green Remodeling Decision Making | Architecture | Roof | External Insulation | Construction Availability
Green Remodeling Decision Making | Architecture | Roof | External Insulation | Reason for Impossibility of Construction
Green Remodeling Decision Making | Architecture | Roof | Defective Items | Occurrence or Not
Green Remodeling Decision Making | Architecture | Roof | Defective Items | Defects and Finishes
Green Remodeling Decision Making | Architecture | Roof | Defective Items | Defects Contents
Green Remodeling Decision Making | Architecture | Roof | Defective Items | Photographs
Green Remodeling Decision Making | Architecture | Roof | Improvement Level Evaluation | Necessary
Green Remodeling Decision Making | Architecture | Roof | Improvement Level Evaluation | Unnecessary
Green Remodeling Decision Making | Architecture | Roof | Deterioration Level Evaluation | Good
Green Remodeling Decision Making | Architecture | Roof | Deterioration Level Evaluation | Normal
Green Remodeling Decision Making | Architecture | Roof | Deterioration Level Evaluation | Poor
Green Remodeling Decision Making | Architecture | Bottom Floor | Site Number
Green Remodeling Decision Making | Architecture | Bottom Floor | Site Location
Green Remodeling Decision Making | Architecture | Bottom Floor | Defective Items | Occurrence or Not
Green Remodeling Decision Making | Architecture | Bottom Floor | Defective Items | Defects and Finishes
Green Remodeling Decision Making | Architecture | Bottom Floor | Defective Items | Defects Contents
Green Remodeling Decision Making | Architecture | Bottom Floor | Defective Items | Cause of Defects | Water Leak
Green Remodeling Decision Making | Architecture | Bottom Floor | Defective Items | Cause of Defects | Dew Condensation
Green Remodeling Decision Making | Architecture | Bottom Floor | Defective Items | Cause of Defects | Deterioration & Decline of Efficiency
Green Remodeling Decision Making | Architecture | Bottom Floor | Defective Items | Photographs
Green Remodeling Decision Making | Architecture | Bottom Floor | Improvement Level Evaluation | Necessary
Green Remodeling Decision Making | Architecture | Bottom Floor | Improvement Level Evaluation | Unnecessary
Green Remodeling Decision Making | Architecture | Bottom Floor | Deterioration Level Evaluation | Good
Green Remodeling Decision Making | Architecture | Bottom Floor | Deterioration Level Evaluation | Normal
Green Remodeling Decision Making | Architecture | Bottom Floor | Deterioration Level Evaluation | Poor
Green Remodeling Decision Making | Architecture | Interior Wall | Site Number
Green Remodeling Decision Making | Architecture | Interior Wall | Site Location
Green Remodeling Decision Making | Architecture | Interior Wall | Defective Items | Occurrence or Not |  |  | 앞에 분류체계에는 없으나 여기서는 내벽, 천장 등 실내의 건축적요소에 대한 내용이 추가됨
Green Remodeling Decision Making | Architecture | Interior Wall | Defective Items | Interior Finishing
Green Remodeling Decision Making | Architecture | Interior Wall | Defective Items | Defects Contents
Green Remodeling Decision Making | Architecture | Interior Wall | Defective Items | Photographs
Green Remodeling Decision Making | Architecture | Interior Wall | Improvement Level Evaluation | Necessary
Green Remodeling Decision Making | Architecture | Interior Wall | Improvement Level Evaluation | Unnecessary
Green Remodeling Decision Making | Architecture | Interior Wall | Deterioration Level Evaluation | Good
Green Remodeling Decision Making | Architecture | Interior Wall | Deterioration Level Evaluation | Normal
Green Remodeling Decision Making | Architecture | Interior Wall | Deterioration Level Evaluation | Poor
Green Remodeling Decision Making | Architecture | Ceiling | Site Number
Green Remodeling Decision Making | Architecture | Ceiling | Site Location
Green Remodeling Decision Making | Architecture | Ceiling | Defective Items | Occurrence or Not
Green Remodeling Decision Making | Architecture | Ceiling | Defective Items | Interior Finishing
Green Remodeling Decision Making | Architecture | Ceiling | Defective Items | Defects Contents
Green Remodeling Decision Making | Architecture | Ceiling | Defective Items | Photographs
Green Remodeling Decision Making | Architecture | Ceiling | Improvement Level Evaluation | Necessary
Green Remodeling Decision Making | Architecture | Ceiling | Improvement Level Evaluation | Unnecessary
Green Remodeling Decision Making | Architecture | Ceiling | Deterioration Level Evaluation | Good
Green Remodeling Decision Making | Architecture | Ceiling | Deterioration Level Evaluation | Normal
Green Remodeling Decision Making | Architecture | Ceiling | Deterioration Level Evaluation | Poor
Green Remodeling Decision Making | Architecture | Window | Site Number
Green Remodeling Decision Making | Architecture | Window | Site Location
Green Remodeling Decision Making | Architecture | Window | Defective Items | Occurrence or Not |  |  | 기존에 창호, 문 합쳐서 평가하도록 되어 있으나 분리하여 각각을 평가하도록 함
Green Remodeling Decision Making | Architecture | Window | Defective Items | Defects Contents
Green Remodeling Decision Making | Architecture | Window | Defective Items | Photographs
Green Remodeling Decision Making | Architecture | Window | Improvement Level Evaluation | Necessary
Green Remodeling Decision Making | Architecture | Window | Improvement Level Evaluation | Unnecessary
Green Remodeling Decision Making | Architecture | Window | Deterioration Level Evaluation | Good
Green Remodeling Decision Making | Architecture | Window | Deterioration Level Evaluation | Normal
Green Remodeling Decision Making | Architecture | Window | Deterioration Level Evaluation | Poor
Green Remodeling Decision Making | Architecture | Door/Balcony | Site Number
Green Remodeling Decision Making | Architecture | Door/Balcony | Site Location
Green Remodeling Decision Making | Architecture | Door/Balcony | Defective Items | Occurrence or Not
Green Remodeling Decision Making | Architecture | Door/Balcony | Defective Items | Defects Contents
Green Remodeling Decision Making | Architecture | Door/Balcony | Defective Items | Photographs
Green Remodeling Decision Making | Architecture | Door/Balcony | Improvement Level Evaluation | Necessary
Green Remodeling Decision Making | Architecture | Door/Balcony | Improvement Level Evaluation | Unnecessary
Green Remodeling Decision Making | Architecture | Door/Balcony | Deterioration Level Evaluation | Good
Green Remodeling Decision Making | Architecture | Door/Balcony | Deterioration Level Evaluation | Normal
Green Remodeling Decision Making | Architecture | Door/Balcony | Deterioration Level Evaluation | Poor
Green Remodeling Decision Making | Mechanical | Heating Equipment | Heat Source Equipment | Boiler | Equipment Number |  |  | 기존 구분/내용/현황설명으로 구성되어 있어서 필요한 내용만 작성할수 있도록 구성 수정
Green Remodeling Decision Making | Mechanical | Heating Equipment | Heat Source Equipment | Boiler | Defective Items | Occurrence or Not
Green Remodeling Decision Making | Mechanical | Heating Equipment | Heat Source Equipment | Boiler | Defective Items | Defects Contents
Green Remodeling Decision Making | Mechanical | Heating Equipment | Heat Source Equipment | Boiler | Defective Items | Photographs
Green Remodeling Decision Making | Mechanical | Heating Equipment | Heat Source Equipment | Boiler | Improvement Level Evaluation | Necessary
Green Remodeling Decision Making | Mechanical | Heating Equipment | Heat Source Equipment | Boiler | Improvement Level Evaluation | Unnecessary
Green Remodeling Decision Making | Mechanical | Heating Equipment | Heat Source Equipment | Boiler | Appearance Condition | Good
Green Remodeling Decision Making | Mechanical | Heating Equipment | Heat Source Equipment | Boiler | Appearance Condition | Normal
Green Remodeling Decision Making | Mechanical | Heating Equipment | Heat Source Equipment | Boiler | Appearance Condition | Poor
Green Remodeling Decision Making | Mechanical | Heating Equipment | Heat Source Equipment | Boiler | Insulation/Soundproofing Status | Good
Green Remodeling Decision Making | Mechanical | Heating Equipment | Heat Source Equipment | Boiler | Insulation/Soundproofing Status | Normal
Green Remodeling Decision Making | Mechanical | Heating Equipment | Heat Source Equipment | Boiler | Insulation/Soundproofing Status | Poor
Green Remodeling Decision Making | Mechanical | Heating Equipment | Heat Source Equipment | Boiler | Vibration/Noise Status | Good
Green Remodeling Decision Making | Mechanical | Heating Equipment | Heat Source Equipment | Boiler | Vibration/Noise Status | Normal
Green Remodeling Decision Making | Mechanical | Heating Equipment | Heat Source Equipment | Boiler | Vibration/Noise Status | Poor
Green Remodeling Decision Making | Mechanical | Heating Equipment | Heat Source Equipment | Boiler | Fixed Part Coupling Status | Good
Green Remodeling Decision Making | Mechanical | Heating Equipment | Heat Source Equipment | Boiler | Fixed Part Coupling Status | Normal
Green Remodeling Decision Making | Mechanical | Heating Equipment | Heat Source Equipment | Boiler | Fixed Part Coupling Status | Poor
Green Remodeling Decision Making | Mechanical | Heating Equipment | Heat Source Equipment | Boiler | Equipment Surface Leakage or Not | Good
Green Remodeling Decision Making | Mechanical | Heating Equipment | Heat Source Equipment | Boiler | Equipment Surface Leakage or Not | Normal
Green Remodeling Decision Making | Mechanical | Heating Equipment | Heat Source Equipment | Boiler | Equipment Surface Leakage or Not | Poor
Green Remodeling Decision Making | Mechanical | Heating Equipment | Heat Source Equipment | Heatpump | Equipment Number
Green Remodeling Decision Making | Mechanical | Heating Equipment | Heat Source Equipment | Heatpump | Defective Items | Occurrence or Not
Green Remodeling Decision Making | Mechanical | Heating Equipment | Heat Source Equipment | Heatpump | Defective Items | Defects Contents
Green Remodeling Decision Making | Mechanical | Heating Equipment | Heat Source Equipment | Heatpump | Defective Items | Photographs
Green Remodeling Decision Making | Mechanical | Heating Equipment | Heat Source Equipment | Heatpump | Improvement Level Evaluation | Necessary
Green Remodeling Decision Making | Mechanical | Heating Equipment | Heat Source Equipment | Heatpump | Improvement Level Evaluation | Unnecessary
Green Remodeling Decision Making | Mechanical | Heating Equipment | Heat Source Equipment | Heatpump | Appearance Condition | Good
Green Remodeling Decision Making | Mechanical | Heating Equipment | Heat Source Equipment | Heatpump | Appearance Condition | Normal
Green Remodeling Decision Making | Mechanical | Heating Equipment | Heat Source Equipment | Heatpump | Appearance Condition | Poor
Green Remodeling Decision Making | Mechanical | Heating Equipment | Heat Source Equipment | Heatpump | Insulation/Soundproofing Status | Good
Green Remodeling Decision Making | Mechanical | Heating Equipment | Heat Source Equipment | Heatpump | Insulation/Soundproofing Status | Normal
Green Remodeling Decision Making | Mechanical | Heating Equipment | Heat Source Equipment | Heatpump | Insulation/Soundproofing Status | Poor
Green Remodeling Decision Making | Mechanical | Heating Equipment | Heat Source Equipment | Heatpump | Vibration/Noise Status | Good
Green Remodeling Decision Making | Mechanical | Heating Equipment | Heat Source Equipment | Heatpump | Vibration/Noise Status | Normal
Green Remodeling Decision Making | Mechanical | Heating Equipment | Heat Source Equipment | Heatpump | Vibration/Noise Status | Poor
Green Remodeling Decision Making | Mechanical | Heating Equipment | Heat Source Equipment | Heatpump | Fixed Part Coupling Status | Good
Green Remodeling Decision Making | Mechanical | Heating Equipment | Heat Source Equipment | Heatpump | Fixed Part Coupling Status | Normal
Green Remodeling Decision Making | Mechanical | Heating Equipment | Heat Source Equipment | Heatpump | Fixed Part Coupling Status | Poor
Green Remodeling Decision Making | Mechanical | Heating Equipment | Heat Source Equipment | Heatpump | Equipment Surface Leakage or Not | Good
Green Remodeling Decision Making | Mechanical | Heating Equipment | Heat Source Equipment | Heatpump | Equipment Surface Leakage or Not | Normal
Green Remodeling Decision Making | Mechanical | Heating Equipment | Heat Source Equipment | Heatpump | Equipment Surface Leakage or Not | Poor
Green Remodeling Decision Making | Mechanical | Heating Equipment | Heat Source Equipment | Heatpump | Equipment Number
Green Remodeling Decision Making | Mechanical | Heating Equipment | Heat Source Equipment | Heatpump | Defective Items | Occurrence or Not
Green Remodeling Decision Making | Mechanical | Heating Equipment | Heat Source Equipment | Heatpump | Defective Items | Defects Contents
Green Remodeling Decision Making | Mechanical | Heating Equipment | Heat Source Equipment | Heatpump | Defective Items | Photographs
Green Remodeling Decision Making | Mechanical | Heating Equipment | Heat Source Equipment | Heatpump | Improvement Level Evaluation | Necessary
Green Remodeling Decision Making | Mechanical | Heating Equipment | Heat Source Equipment | Heatpump | Improvement Level Evaluation | Unnecessary
Green Remodeling Decision Making | Mechanical | Heating Equipment | Heat Source Equipment | Heatpump | Appearance Condition | Good
Green Remodeling Decision Making | Mechanical | Heating Equipment | Heat Source Equipment | Heatpump | Appearance Condition | Normal
Green Remodeling Decision Making | Mechanical | Heating Equipment | Heat Source Equipment | Heatpump | Appearance Condition | Poor
Green Remodeling Decision Making | Mechanical | Heating Equipment | Heat Source Equipment | Heatpump | Insulation/Soundproofing Status | Good
Green Remodeling Decision Making | Mechanical | Heating Equipment | Heat Source Equipment | Heatpump | Insulation/Soundproofing Status | Normal
Green Remodeling Decision Making | Mechanical | Heating Equipment | Heat Source Equipment | Heatpump | Insulation/Soundproofing Status | Poor
Green Remodeling Decision Making | Mechanical | Heating Equipment | Heat Source Equipment | Heatpump | Vibration/Noise Status | Good
Green Remodeling Decision Making | Mechanical | Heating Equipment | Heat Source Equipment | Heatpump | Vibration/Noise Status | Normal
Green Remodeling Decision Making | Mechanical | Heating Equipment | Heat Source Equipment | Heatpump | Vibration/Noise Status | Poor
Green Remodeling Decision Making | Mechanical | Heating Equipment | Heat Source Equipment | Heatpump | Fixed Part Coupling Status | Good
Green Remodeling Decision Making | Mechanical | Heating Equipment | Heat Source Equipment | Heatpump | Fixed Part Coupling Status | Normal
Green Remodeling Decision Making | Mechanical | Heating Equipment | Heat Source Equipment | Heatpump | Fixed Part Coupling Status | Poor
Green Remodeling Decision Making | Mechanical | Heating Equipment | Heat Source Equipment | Heatpump | Equipment Surface Leakage or Not | Good
Green Remodeling Decision Making | Mechanical | Heating Equipment | Heat Source Equipment | Heatpump | Equipment Surface Leakage or Not | Normal
Green Remodeling Decision Making | Mechanical | Heating Equipment | Heat Source Equipment | Heatpump | Equipment Surface Leakage or Not | Poor
Green Remodeling Decision Making | Mechanical | Heating Equipment | Heat Source Equipment | District Heating | Equipment Number
Green Remodeling Decision Making | Mechanical | Heating Equipment | Heat Source Equipment | District Heating | Defective Items | Occurrence or Not
Green Remodeling Decision Making | Mechanical | Heating Equipment | Heat Source Equipment | District Heating | Defective Items | Defects Contents
Green Remodeling Decision Making | Mechanical | Heating Equipment | Heat Source Equipment | District Heating | Defective Items | Photographs
Green Remodeling Decision Making | Mechanical | Heating Equipment | Heat Source Equipment | District Heating | Improvement Level Evaluation | Necessary
Green Remodeling Decision Making | Mechanical | Heating Equipment | Heat Source Equipment | District Heating | Improvement Level Evaluation | Unnecessary
Green Remodeling Decision Making | Mechanical | Heating Equipment | Heat Source Equipment | District Heating | Appearance Condition | Good
Green Remodeling Decision Making | Mechanical | Heating Equipment | Heat Source Equipment | District Heating | Appearance Condition | Normal
Green Remodeling Decision Making | Mechanical | Heating Equipment | Heat Source Equipment | District Heating | Appearance Condition | Poor
Green Remodeling Decision Making | Mechanical | Heating Equipment | Heat Source Equipment | District Heating | Insulation/Soundproofing Status | Good
Green Remodeling Decision Making | Mechanical | Heating Equipment | Heat Source Equipment | District Heating | Insulation/Soundproofing Status | Normal
Green Remodeling Decision Making | Mechanical | Heating Equipment | Heat Source Equipment | District Heating | Insulation/Soundproofing Status | Poor
Green Remodeling Decision Making | Mechanical | Heating Equipment | Heat Source Equipment | District Heating | Vibration/Noise Status | Good
Green Remodeling Decision Making | Mechanical | Heating Equipment | Heat Source Equipment | District Heating | Vibration/Noise Status | Normal
Green Remodeling Decision Making | Mechanical | Heating Equipment | Heat Source Equipment | District Heating | Vibration/Noise Status | Poor
Green Remodeling Decision Making | Mechanical | Heating Equipment | Heat Source Equipment | District Heating | Fixed Part Coupling Status | Good
Green Remodeling Decision Making | Mechanical | Heating Equipment | Heat Source Equipment | District Heating | Fixed Part Coupling Status | Normal
Green Remodeling Decision Making | Mechanical | Heating Equipment | Heat Source Equipment | District Heating | Fixed Part Coupling Status | Poor
Green Remodeling Decision Making | Mechanical | Heating Equipment | Heat Source Equipment | District Heating | Equipment Surface Leakage or Not | Good
Green Remodeling Decision Making | Mechanical | Heating Equipment | Heat Source Equipment | District Heating | Equipment Surface Leakage or Not | Normal
Green Remodeling Decision Making | Mechanical | Heating Equipment | Heat Source Equipment | District Heating | Equipment Surface Leakage or Not | Poor
Green Remodeling Decision Making | Mechanical | Heating Equipment | Heat Source Equipment | Others | Equipment Number
Green Remodeling Decision Making | Mechanical | Heating Equipment | Heat Source Equipment | Others | Defective Items | Occurrence or Not
Green Remodeling Decision Making | Mechanical | Heating Equipment | Heat Source Equipment | Others | Defective Items | Defects Contents
Green Remodeling Decision Making | Mechanical | Heating Equipment | Heat Source Equipment | Others | Defective Items | Photographs
Green Remodeling Decision Making | Mechanical | Heating Equipment | Heat Source Equipment | Others | Improvement Level Evaluation | Necessary
Green Remodeling Decision Making | Mechanical | Heating Equipment | Heat Source Equipment | Others | Improvement Level Evaluation | Unnecessary
Green Remodeling Decision Making | Mechanical | Heating Equipment | Heat Source Equipment | Others | Appearance Condition | Good
Green Remodeling Decision Making | Mechanical | Heating Equipment | Heat Source Equipment | Others | Appearance Condition | Normal
Green Remodeling Decision Making | Mechanical | Heating Equipment | Heat Source Equipment | Others | Appearance Condition | Poor
Green Remodeling Decision Making | Mechanical | Heating Equipment | Heat Source Equipment | Others | Insulation/Soundproofing Status | Good
Green Remodeling Decision Making | Mechanical | Heating Equipment | Heat Source Equipment | Others | Insulation/Soundproofing Status | Normal
Green Remodeling Decision Making | Mechanical | Heating Equipment | Heat Source Equipment | Others | Insulation/Soundproofing Status | Poor
Green Remodeling Decision Making | Mechanical | Heating Equipment | Heat Source Equipment | Others | Vibration/Noise Status | Good
Green Remodeling Decision Making | Mechanical | Heating Equipment | Heat Source Equipment | Others | Vibration/Noise Status | Normal
Green Remodeling Decision Making | Mechanical | Heating Equipment | Heat Source Equipment | Others | Vibration/Noise Status | Poor
Green Remodeling Decision Making | Mechanical | Heating Equipment | Heat Source Equipment | Others | Fixed Part Coupling Status | Good
Green Remodeling Decision Making | Mechanical | Heating Equipment | Heat Source Equipment | Others | Fixed Part Coupling Status | Normal
Green Remodeling Decision Making | Mechanical | Heating Equipment | Heat Source Equipment | Others | Fixed Part Coupling Status | Poor
Green Remodeling Decision Making | Mechanical | Heating Equipment | Heat Source Equipment | Others | Equipment Surface Leakage or Not | Good
Green Remodeling Decision Making | Mechanical | Heating Equipment | Heat Source Equipment | Others | Equipment Surface Leakage or Not | Normal
Green Remodeling Decision Making | Mechanical | Heating Equipment | Heat Source Equipment | Others | Equipment Surface Leakage or Not | Poor
Green Remodeling Decision Making | Mechanical | Heating Equipment | Supply Equipment | Equipment Number
Green Remodeling Decision Making | Mechanical | Heating Equipment | Supply Equipment | Defective Items | Occurrence or Not
Green Remodeling Decision Making | Mechanical | Heating Equipment | Supply Equipment | Defective Items | Defects Contents
Green Remodeling Decision Making | Mechanical | Heating Equipment | Supply Equipment | Defective Items | Photographs
Green Remodeling Decision Making | Mechanical | Heating Equipment | Supply Equipment | Improvement Level Evaluation | Necessary
Green Remodeling Decision Making | Mechanical | Heating Equipment | Supply Equipment | Improvement Level Evaluation | Unnecessary |  |  | 열원기기 기기별로 개선여부 확인하는 것처럼 공급/바닥난방도 각각 나누어야 할까?
Green Remodeling Decision Making | Mechanical | Heating Equipment | Supply Equipment | Appearance Condition | Good |  |  | 그리고 음. 그,,, 각 기기별 고유번호를 붙여야 할거 같음
Green Remodeling Decision Making | Mechanical | Heating Equipment | Supply Equipment | Appearance Condition | Normal
Green Remodeling Decision Making | Mechanical | Heating Equipment | Supply Equipment | Appearance Condition | Poor
Green Remodeling Decision Making | Mechanical | Heating Equipment | Supply Equipment | Insulation/Soundproofing Status | Good
Green Remodeling Decision Making | Mechanical | Heating Equipment | Supply Equipment | Insulation/Soundproofing Status | Normal
Green Remodeling Decision Making | Mechanical | Heating Equipment | Supply Equipment | Insulation/Soundproofing Status | Poor
Green Remodeling Decision Making | Mechanical | Heating Equipment | Supply Equipment | Vibration/Noise Status | Good
Green Remodeling Decision Making | Mechanical | Heating Equipment | Supply Equipment | Vibration/Noise Status | Normal
Green Remodeling Decision Making | Mechanical | Heating Equipment | Supply Equipment | Vibration/Noise Status | Poor
Green Remodeling Decision Making | Mechanical | Heating Equipment | Supply Equipment | Fixed Part Coupling Status | Good
Green Remodeling Decision Making | Mechanical | Heating Equipment | Supply Equipment | Fixed Part Coupling Status | Normal
Green Remodeling Decision Making | Mechanical | Heating Equipment | Supply Equipment | Fixed Part Coupling Status | Poor
Green Remodeling Decision Making | Mechanical | Heating Equipment | Supply Equipment | Equipment Surface Leakage or Not | Good
Green Remodeling Decision Making | Mechanical | Heating Equipment | Supply Equipment | Equipment Surface Leakage or Not | Normal
Green Remodeling Decision Making | Mechanical | Heating Equipment | Supply Equipment | Equipment Surface Leakage or Not | Poor
Green Remodeling Decision Making | Mechanical | Heating Equipment | Floor Heating | Equipment Number
Green Remodeling Decision Making | Mechanical | Heating Equipment | Floor Heating | Defective Items | Occurrence or Not
Green Remodeling Decision Making | Mechanical | Heating Equipment | Floor Heating | Defective Items | Defects Contents
Green Remodeling Decision Making | Mechanical | Heating Equipment | Floor Heating | Defective Items | Photographs
Green Remodeling Decision Making | Mechanical | Heating Equipment | Floor Heating | Improvement Level Evaluation | Necessary
Green Remodeling Decision Making | Mechanical | Heating Equipment | Floor Heating | Improvement Level Evaluation | Unnecessary
Green Remodeling Decision Making | Mechanical | Cooling Equipment | Heat Source Equipment | Heatpump | Equipment Number
Green Remodeling Decision Making | Mechanical | Cooling Equipment | Heat Source Equipment | Heatpump | Defective Items | Occurrence or Not
Green Remodeling Decision Making | Mechanical | Cooling Equipment | Heat Source Equipment | Heatpump | Defective Items | Defects Contents
Green Remodeling Decision Making | Mechanical | Cooling Equipment | Heat Source Equipment | Heatpump | Defective Items | Photographs
Green Remodeling Decision Making | Mechanical | Cooling Equipment | Heat Source Equipment | Heatpump | Improvement Level Evaluation | Necessary
Green Remodeling Decision Making | Mechanical | Cooling Equipment | Heat Source Equipment | Heatpump | Improvement Level Evaluation | Unnecessary
Green Remodeling Decision Making | Mechanical | Cooling Equipment | Heat Source Equipment | Heatpump | Appearance Condition | Good
Green Remodeling Decision Making | Mechanical | Cooling Equipment | Heat Source Equipment | Heatpump | Appearance Condition | Normal
Green Remodeling Decision Making | Mechanical | Cooling Equipment | Heat Source Equipment | Heatpump | Appearance Condition | Poor
Green Remodeling Decision Making | Mechanical | Cooling Equipment | Heat Source Equipment | Heatpump | Insulation/Soundproofing Status | Good
Green Remodeling Decision Making | Mechanical | Cooling Equipment | Heat Source Equipment | Heatpump | Insulation/Soundproofing Status | Normal
Green Remodeling Decision Making | Mechanical | Cooling Equipment | Heat Source Equipment | Heatpump | Insulation/Soundproofing Status | Poor
Green Remodeling Decision Making | Mechanical | Cooling Equipment | Heat Source Equipment | Heatpump | Vibration/Noise Status | Good
Green Remodeling Decision Making | Mechanical | Cooling Equipment | Heat Source Equipment | Heatpump | Vibration/Noise Status | Normal
Green Remodeling Decision Making | Mechanical | Cooling Equipment | Heat Source Equipment | Heatpump | Vibration/Noise Status | Poor
Green Remodeling Decision Making | Mechanical | Cooling Equipment | Heat Source Equipment | Heatpump | Fixed Part Coupling Status | Good
Green Remodeling Decision Making | Mechanical | Cooling Equipment | Heat Source Equipment | Heatpump | Fixed Part Coupling Status | Normal
Green Remodeling Decision Making | Mechanical | Cooling Equipment | Heat Source Equipment | Heatpump | Fixed Part Coupling Status | Poor
Green Remodeling Decision Making | Mechanical | Cooling Equipment | Heat Source Equipment | Heatpump | Equipment Surface Leakage or Not | Good
Green Remodeling Decision Making | Mechanical | Cooling Equipment | Heat Source Equipment | Heatpump | Equipment Surface Leakage or Not | Normal
Green Remodeling Decision Making | Mechanical | Cooling Equipment | Heat Source Equipment | Heatpump | Equipment Surface Leakage or Not | Poor
Green Remodeling Decision Making | Mechanical | Cooling Equipment | Heat Source Equipment | Chiller | Equipment Number
Green Remodeling Decision Making | Mechanical | Cooling Equipment | Heat Source Equipment | Chiller | Defective Items | Occurrence or Not
Green Remodeling Decision Making | Mechanical | Cooling Equipment | Heat Source Equipment | Chiller | Defective Items | Defects Contents
Green Remodeling Decision Making | Mechanical | Cooling Equipment | Heat Source Equipment | Chiller | Defective Items | Photographs
Green Remodeling Decision Making | Mechanical | Cooling Equipment | Heat Source Equipment | Chiller | Improvement Level Evaluation | Necessary
Green Remodeling Decision Making | Mechanical | Cooling Equipment | Heat Source Equipment | Chiller | Improvement Level Evaluation | Unnecessary
Green Remodeling Decision Making | Mechanical | Cooling Equipment | Heat Source Equipment | Chiller | Appearance Condition | Good
Green Remodeling Decision Making | Mechanical | Cooling Equipment | Heat Source Equipment | Chiller | Appearance Condition | Normal
Green Remodeling Decision Making | Mechanical | Cooling Equipment | Heat Source Equipment | Chiller | Appearance Condition | Poor
Green Remodeling Decision Making | Mechanical | Cooling Equipment | Heat Source Equipment | Chiller | Insulation/Soundproofing Status | Good
Green Remodeling Decision Making | Mechanical | Cooling Equipment | Heat Source Equipment | Chiller | Insulation/Soundproofing Status | Normal
Green Remodeling Decision Making | Mechanical | Cooling Equipment | Heat Source Equipment | Chiller | Insulation/Soundproofing Status | Poor
Green Remodeling Decision Making | Mechanical | Cooling Equipment | Heat Source Equipment | Chiller | Vibration/Noise Status | Good
Green Remodeling Decision Making | Mechanical | Cooling Equipment | Heat Source Equipment | Chiller | Vibration/Noise Status | Normal
Green Remodeling Decision Making | Mechanical | Cooling Equipment | Heat Source Equipment | Chiller | Vibration/Noise Status | Poor
Green Remodeling Decision Making | Mechanical | Cooling Equipment | Heat Source Equipment | Chiller | Fixed Part Coupling Status | Good
Green Remodeling Decision Making | Mechanical | Cooling Equipment | Heat Source Equipment | Chiller | Fixed Part Coupling Status | Normal
Green Remodeling Decision Making | Mechanical | Cooling Equipment | Heat Source Equipment | Chiller | Fixed Part Coupling Status | Poor
Green Remodeling Decision Making | Mechanical | Cooling Equipment | Heat Source Equipment | Chiller | Equipment Surface Leakage or Not | Good
Green Remodeling Decision Making | Mechanical | Cooling Equipment | Heat Source Equipment | Chiller | Equipment Surface Leakage or Not | Normal
Green Remodeling Decision Making | Mechanical | Cooling Equipment | Heat Source Equipment | Chiller | Equipment Surface Leakage or Not | Poor
Green Remodeling Decision Making | Mechanical | Cooling Equipment | Heat Source Equipment | District Heating | Equipment Number
Green Remodeling Decision Making | Mechanical | Cooling Equipment | Heat Source Equipment | District Heating | Defective Items | Occurrence or Not
Green Remodeling Decision Making | Mechanical | Cooling Equipment | Heat Source Equipment | District Heating | Defective Items | Defects Contents
Green Remodeling Decision Making | Mechanical | Cooling Equipment | Heat Source Equipment | District Heating | Defective Items | Photographs
Green Remodeling Decision Making | Mechanical | Cooling Equipment | Heat Source Equipment | District Heating | Improvement Level Evaluation | Necessary
Green Remodeling Decision Making | Mechanical | Cooling Equipment | Heat Source Equipment | District Heating | Improvement Level Evaluation | Unnecessary
Green Remodeling Decision Making | Mechanical | Cooling Equipment | Heat Source Equipment | District Heating | Appearance Condition | Good
Green Remodeling Decision Making | Mechanical | Cooling Equipment | Heat Source Equipment | District Heating | Appearance Condition | Normal
Green Remodeling Decision Making | Mechanical | Cooling Equipment | Heat Source Equipment | District Heating | Appearance Condition | Poor
Green Remodeling Decision Making | Mechanical | Cooling Equipment | Heat Source Equipment | District Heating | Insulation/Soundproofing Status | Good
Green Remodeling Decision Making | Mechanical | Cooling Equipment | Heat Source Equipment | District Heating | Insulation/Soundproofing Status | Normal
Green Remodeling Decision Making | Mechanical | Cooling Equipment | Heat Source Equipment | District Heating | Insulation/Soundproofing Status | Poor
Green Remodeling Decision Making | Mechanical | Cooling Equipment | Heat Source Equipment | District Heating | Vibration/Noise Status | Good
Green Remodeling Decision Making | Mechanical | Cooling Equipment | Heat Source Equipment | District Heating | Vibration/Noise Status | Normal
Green Remodeling Decision Making | Mechanical | Cooling Equipment | Heat Source Equipment | District Heating | Vibration/Noise Status | Poor
Green Remodeling Decision Making | Mechanical | Cooling Equipment | Heat Source Equipment | District Heating | Fixed Part Coupling Status | Good
Green Remodeling Decision Making | Mechanical | Cooling Equipment | Heat Source Equipment | District Heating | Fixed Part Coupling Status | Normal
Green Remodeling Decision Making | Mechanical | Cooling Equipment | Heat Source Equipment | District Heating | Fixed Part Coupling Status | Poor
Green Remodeling Decision Making | Mechanical | Cooling Equipment | Heat Source Equipment | District Heating | Equipment Surface Leakage or Not | Good
Green Remodeling Decision Making | Mechanical | Cooling Equipment | Heat Source Equipment | District Heating | Equipment Surface Leakage or Not | Normal
Green Remodeling Decision Making | Mechanical | Cooling Equipment | Heat Source Equipment | District Heating | Equipment Surface Leakage or Not | Poor
Green Remodeling Decision Making | Mechanical | Cooling Equipment | Heat Source Equipment | Others | Equipment Number
Green Remodeling Decision Making | Mechanical | Cooling Equipment | Heat Source Equipment | Others | Defective Items | Occurrence or Not
Green Remodeling Decision Making | Mechanical | Cooling Equipment | Heat Source Equipment | Others | Defective Items | Defects Contents
Green Remodeling Decision Making | Mechanical | Cooling Equipment | Heat Source Equipment | Others | Defective Items | Photographs
Green Remodeling Decision Making | Mechanical | Cooling Equipment | Heat Source Equipment | Others | Improvement Level Evaluation | Necessary
Green Remodeling Decision Making | Mechanical | Cooling Equipment | Heat Source Equipment | Others | Improvement Level Evaluation | Unnecessary
Green Remodeling Decision Making | Mechanical | Cooling Equipment | Heat Source Equipment | Others | Appearance Condition | Good
Green Remodeling Decision Making | Mechanical | Cooling Equipment | Heat Source Equipment | Others | Appearance Condition | Normal
Green Remodeling Decision Making | Mechanical | Cooling Equipment | Heat Source Equipment | Others | Appearance Condition | Poor
Green Remodeling Decision Making | Mechanical | Cooling Equipment | Heat Source Equipment | Others | Insulation/Soundproofing Status | Good
Green Remodeling Decision Making | Mechanical | Cooling Equipment | Heat Source Equipment | Others | Insulation/Soundproofing Status | Normal
Green Remodeling Decision Making | Mechanical | Cooling Equipment | Heat Source Equipment | Others | Insulation/Soundproofing Status | Poor
Green Remodeling Decision Making | Mechanical | Cooling Equipment | Heat Source Equipment | Others | Vibration/Noise Status | Good
Green Remodeling Decision Making | Mechanical | Cooling Equipment | Heat Source Equipment | Others | Vibration/Noise Status | Normal
Green Remodeling Decision Making | Mechanical | Cooling Equipment | Heat Source Equipment | Others | Vibration/Noise Status | Poor
Green Remodeling Decision Making | Mechanical | Cooling Equipment | Heat Source Equipment | Others | Fixed Part Coupling Status | Good
Green Remodeling Decision Making | Mechanical | Cooling Equipment | Heat Source Equipment | Others | Fixed Part Coupling Status | Normal
Green Remodeling Decision Making | Mechanical | Cooling Equipment | Heat Source Equipment | Others | Fixed Part Coupling Status | Poor
Green Remodeling Decision Making | Mechanical | Cooling Equipment | Heat Source Equipment | Others | Equipment Surface Leakage or Not | Good
Green Remodeling Decision Making | Mechanical | Cooling Equipment | Heat Source Equipment | Others | Equipment Surface Leakage or Not | Normal
Green Remodeling Decision Making | Mechanical | Cooling Equipment | Heat Source Equipment | Others | Equipment Surface Leakage or Not | Poor
Green Remodeling Decision Making | Mechanical | Cooling Equipment | Supply Equipment | Equipment Number
Green Remodeling Decision Making | Mechanical | Cooling Equipment | Supply Equipment | Defective Items | Occurrence or Not
Green Remodeling Decision Making | Mechanical | Cooling Equipment | Supply Equipment | Defective Items | Defects Contents
Green Remodeling Decision Making | Mechanical | Cooling Equipment | Supply Equipment | Defective Items | Photographs
Green Remodeling Decision Making | Mechanical | Cooling Equipment | Supply Equipment | Improvement Level Evaluation | Necessary
Green Remodeling Decision Making | Mechanical | Cooling Equipment | Supply Equipment | Improvement Level Evaluation | Unnecessary
Green Remodeling Decision Making | Mechanical | Cooling Equipment | Supply Equipment | Appearance Condition | Good
Green Remodeling Decision Making | Mechanical | Cooling Equipment | Supply Equipment | Appearance Condition | Normal
Green Remodeling Decision Making | Mechanical | Cooling Equipment | Supply Equipment | Appearance Condition | Poor
Green Remodeling Decision Making | Mechanical | Cooling Equipment | Supply Equipment | Insulation/Soundproofing Status | Good
Green Remodeling Decision Making | Mechanical | Cooling Equipment | Supply Equipment | Insulation/Soundproofing Status | Normal
Green Remodeling Decision Making | Mechanical | Cooling Equipment | Supply Equipment | Insulation/Soundproofing Status | Poor
Green Remodeling Decision Making | Mechanical | Cooling Equipment | Supply Equipment | Vibration/Noise Status | Good
Green Remodeling Decision Making | Mechanical | Cooling Equipment | Supply Equipment | Vibration/Noise Status | Normal
Green Remodeling Decision Making | Mechanical | Cooling Equipment | Supply Equipment | Vibration/Noise Status | Poor
Green Remodeling Decision Making | Mechanical | Cooling Equipment | Supply Equipment | Fixed Part Coupling Status | Good
Green Remodeling Decision Making | Mechanical | Cooling Equipment | Supply Equipment | Fixed Part Coupling Status | Normal
Green Remodeling Decision Making | Mechanical | Cooling Equipment | Supply Equipment | Fixed Part Coupling Status | Poor
Green Remodeling Decision Making | Mechanical | Cooling Equipment | Supply Equipment | Equipment Surface Leakage or Not | Good
Green Remodeling Decision Making | Mechanical | Cooling Equipment | Supply Equipment | Equipment Surface Leakage or Not | Normal
Green Remodeling Decision Making | Mechanical | Cooling Equipment | Supply Equipment | Equipment Surface Leakage or Not | Poor
Green Remodeling Decision Making | Mechanical | Hot Water Equipment | Heat Source Equipment | Boiler | Equipment Number
Green Remodeling Decision Making | Mechanical | Hot Water Equipment | Heat Source Equipment | Boiler | Defective Items | Occurrence or Not
Green Remodeling Decision Making | Mechanical | Hot Water Equipment | Heat Source Equipment | Boiler | Defective Items | Defects Contents
Green Remodeling Decision Making | Mechanical | Hot Water Equipment | Heat Source Equipment | Boiler | Defective Items | Photographs
Green Remodeling Decision Making | Mechanical | Hot Water Equipment | Heat Source Equipment | Boiler | Improvement Level Evaluation | Necessary
Green Remodeling Decision Making | Mechanical | Hot Water Equipment | Heat Source Equipment | Boiler | Improvement Level Evaluation | Unnecessary
Green Remodeling Decision Making | Mechanical | Hot Water Equipment | Heat Source Equipment | Boiler | Appearance Condition | Good
Green Remodeling Decision Making | Mechanical | Hot Water Equipment | Heat Source Equipment | Boiler | Appearance Condition | Normal
Green Remodeling Decision Making | Mechanical | Hot Water Equipment | Heat Source Equipment | Boiler | Appearance Condition | Poor
Green Remodeling Decision Making | Mechanical | Hot Water Equipment | Heat Source Equipment | Boiler | Insulation/Soundproofing Status | Good
Green Remodeling Decision Making | Mechanical | Hot Water Equipment | Heat Source Equipment | Boiler | Insulation/Soundproofing Status | Normal
Green Remodeling Decision Making | Mechanical | Hot Water Equipment | Heat Source Equipment | Boiler | Insulation/Soundproofing Status | Poor
Green Remodeling Decision Making | Mechanical | Hot Water Equipment | Heat Source Equipment | Boiler | Vibration/Noise Status | Good
Green Remodeling Decision Making | Mechanical | Hot Water Equipment | Heat Source Equipment | Boiler | Vibration/Noise Status | Normal
Green Remodeling Decision Making | Mechanical | Hot Water Equipment | Heat Source Equipment | Boiler | Vibration/Noise Status | Poor
Green Remodeling Decision Making | Mechanical | Hot Water Equipment | Heat Source Equipment | Boiler | Fixed Part Coupling Status | Good
Green Remodeling Decision Making | Mechanical | Hot Water Equipment | Heat Source Equipment | Boiler | Fixed Part Coupling Status | Normal
Green Remodeling Decision Making | Mechanical | Hot Water Equipment | Heat Source Equipment | Boiler | Fixed Part Coupling Status | Poor
Green Remodeling Decision Making | Mechanical | Hot Water Equipment | Heat Source Equipment | Boiler | Equipment Surface Leakage or Not | Good
Green Remodeling Decision Making | Mechanical | Hot Water Equipment | Heat Source Equipment | Boiler | Equipment Surface Leakage or Not | Normal
Green Remodeling Decision Making | Mechanical | Hot Water Equipment | Heat Source Equipment | Boiler | Equipment Surface Leakage or Not | Poor
Green Remodeling Decision Making | Mechanical | Hot Water Equipment | Heat Source Equipment | Others | Equipment Number
Green Remodeling Decision Making | Mechanical | Hot Water Equipment | Heat Source Equipment | Others | Defective Items | Occurrence or Not
Green Remodeling Decision Making | Mechanical | Hot Water Equipment | Heat Source Equipment | Others | Defective Items | Defects Contents
Green Remodeling Decision Making | Mechanical | Hot Water Equipment | Heat Source Equipment | Others | Defective Items | Photographs
Green Remodeling Decision Making | Mechanical | Hot Water Equipment | Heat Source Equipment | Others | Improvement Level Evaluation | Necessary
Green Remodeling Decision Making | Mechanical | Hot Water Equipment | Heat Source Equipment | Others | Improvement Level Evaluation | Unnecessary
Green Remodeling Decision Making | Mechanical | Hot Water Equipment | Heat Source Equipment | Others | Appearance Condition | Good
Green Remodeling Decision Making | Mechanical | Hot Water Equipment | Heat Source Equipment | Others | Appearance Condition | Normal
Green Remodeling Decision Making | Mechanical | Hot Water Equipment | Heat Source Equipment | Others | Appearance Condition | Poor
Green Remodeling Decision Making | Mechanical | Hot Water Equipment | Heat Source Equipment | Others | Insulation/Soundproofing Status | Good
Green Remodeling Decision Making | Mechanical | Hot Water Equipment | Heat Source Equipment | Others | Insulation/Soundproofing Status | Normal
Green Remodeling Decision Making | Mechanical | Hot Water Equipment | Heat Source Equipment | Others | Insulation/Soundproofing Status | Poor
Green Remodeling Decision Making | Mechanical | Hot Water Equipment | Heat Source Equipment | Others | Vibration/Noise Status | Good
Green Remodeling Decision Making | Mechanical | Hot Water Equipment | Heat Source Equipment | Others | Vibration/Noise Status | Normal
Green Remodeling Decision Making | Mechanical | Hot Water Equipment | Heat Source Equipment | Others | Vibration/Noise Status | Poor
Green Remodeling Decision Making | Mechanical | Hot Water Equipment | Heat Source Equipment | Others | Fixed Part Coupling Status | Good
Green Remodeling Decision Making | Mechanical | Hot Water Equipment | Heat Source Equipment | Others | Fixed Part Coupling Status | Normal
Green Remodeling Decision Making | Mechanical | Hot Water Equipment | Heat Source Equipment | Others | Fixed Part Coupling Status | Poor
Green Remodeling Decision Making | Mechanical | Hot Water Equipment | Heat Source Equipment | Others | Equipment Surface Leakage or Not | Good
Green Remodeling Decision Making | Mechanical | Hot Water Equipment | Heat Source Equipment | Others | Equipment Surface Leakage or Not | Normal
Green Remodeling Decision Making | Mechanical | Hot Water Equipment | Heat Source Equipment | Others | Equipment Surface Leakage or Not | Poor
Green Remodeling Decision Making | Mechanical | Hot Water Equipment | Supply Equipment | Electric Water Heater | Equipment Number
Green Remodeling Decision Making | Mechanical | Hot Water Equipment | Supply Equipment | Electric Water Heater | Defective Items | Occurrence or Not
Green Remodeling Decision Making | Mechanical | Hot Water Equipment | Supply Equipment | Electric Water Heater | Defective Items | Defects Contents
Green Remodeling Decision Making | Mechanical | Hot Water Equipment | Supply Equipment | Electric Water Heater | Defective Items | Photographs
Green Remodeling Decision Making | Mechanical | Hot Water Equipment | Supply Equipment | Electric Water Heater | Improvement Level Evaluation | Necessary
Green Remodeling Decision Making | Mechanical | Hot Water Equipment | Supply Equipment | Electric Water Heater | Improvement Level Evaluation | Unnecessary
Green Remodeling Decision Making | Mechanical | Hot Water Equipment | Supply Equipment | Electric Water Heater | Appearance Condition | Good
Green Remodeling Decision Making | Mechanical | Hot Water Equipment | Supply Equipment | Electric Water Heater | Appearance Condition | Normal
Green Remodeling Decision Making | Mechanical | Hot Water Equipment | Supply Equipment | Electric Water Heater | Appearance Condition | Poor
Green Remodeling Decision Making | Mechanical | Hot Water Equipment | Supply Equipment | Electric Water Heater | Insulation/Soundproofing Status | Good
Green Remodeling Decision Making | Mechanical | Hot Water Equipment | Supply Equipment | Electric Water Heater | Insulation/Soundproofing Status | Normal
Green Remodeling Decision Making | Mechanical | Hot Water Equipment | Supply Equipment | Electric Water Heater | Insulation/Soundproofing Status | Poor
Green Remodeling Decision Making | Mechanical | Hot Water Equipment | Supply Equipment | Electric Water Heater | Vibration/Noise Status | Good
Green Remodeling Decision Making | Mechanical | Hot Water Equipment | Supply Equipment | Electric Water Heater | Vibration/Noise Status | Normal
Green Remodeling Decision Making | Mechanical | Hot Water Equipment | Supply Equipment | Electric Water Heater | Vibration/Noise Status | Poor
Green Remodeling Decision Making | Mechanical | Hot Water Equipment | Supply Equipment | Electric Water Heater | Fixed Part Coupling Status | Good
Green Remodeling Decision Making | Mechanical | Hot Water Equipment | Supply Equipment | Electric Water Heater | Fixed Part Coupling Status | Normal
Green Remodeling Decision Making | Mechanical | Hot Water Equipment | Supply Equipment | Electric Water Heater | Fixed Part Coupling Status | Poor
Green Remodeling Decision Making | Mechanical | Hot Water Equipment | Supply Equipment | Electric Water Heater | Equipment Surface Leakage or Not | Good
Green Remodeling Decision Making | Mechanical | Hot Water Equipment | Supply Equipment | Electric Water Heater | Equipment Surface Leakage or Not | Normal
Green Remodeling Decision Making | Mechanical | Hot Water Equipment | Supply Equipment | Electric Water Heater | Equipment Surface Leakage or Not | Poor
Green Remodeling Decision Making | Mechanical | Hot Water Equipment | Supply Equipment | Others | Equipment Number
Green Remodeling Decision Making | Mechanical | Hot Water Equipment | Supply Equipment | Others | Defective Items | Occurrence or Not
Green Remodeling Decision Making | Mechanical | Hot Water Equipment | Supply Equipment | Others | Defective Items | Defects Contents
Green Remodeling Decision Making | Mechanical | Hot Water Equipment | Supply Equipment | Others | Defective Items | Photographs
Green Remodeling Decision Making | Mechanical | Hot Water Equipment | Supply Equipment | Others | Improvement Level Evaluation | Necessary
Green Remodeling Decision Making | Mechanical | Hot Water Equipment | Supply Equipment | Others | Improvement Level Evaluation | Unnecessary
Green Remodeling Decision Making | Mechanical | Hot Water Equipment | Supply Equipment | Others | Appearance Condition | Good
Green Remodeling Decision Making | Mechanical | Hot Water Equipment | Supply Equipment | Others | Appearance Condition | Normal
Green Remodeling Decision Making | Mechanical | Hot Water Equipment | Supply Equipment | Others | Appearance Condition | Poor
Green Remodeling Decision Making | Mechanical | Hot Water Equipment | Supply Equipment | Others | Insulation/Soundproofing Status | Good
Green Remodeling Decision Making | Mechanical | Hot Water Equipment | Supply Equipment | Others | Insulation/Soundproofing Status | Normal
Green Remodeling Decision Making | Mechanical | Hot Water Equipment | Supply Equipment | Others | Insulation/Soundproofing Status | Poor
Green Remodeling Decision Making | Mechanical | Hot Water Equipment | Supply Equipment | Others | Vibration/Noise Status | Good
Green Remodeling Decision Making | Mechanical | Hot Water Equipment | Supply Equipment | Others | Vibration/Noise Status | Normal
Green Remodeling Decision Making | Mechanical | Hot Water Equipment | Supply Equipment | Others | Vibration/Noise Status | Poor
Green Remodeling Decision Making | Mechanical | Hot Water Equipment | Supply Equipment | Others | Fixed Part Coupling Status | Good
Green Remodeling Decision Making | Mechanical | Hot Water Equipment | Supply Equipment | Others | Fixed Part Coupling Status | Normal
Green Remodeling Decision Making | Mechanical | Hot Water Equipment | Supply Equipment | Others | Fixed Part Coupling Status | Poor
Green Remodeling Decision Making | Mechanical | Hot Water Equipment | Supply Equipment | Others | Equipment Surface Leakage or Not | Good
Green Remodeling Decision Making | Mechanical | Hot Water Equipment | Supply Equipment | Others | Equipment Surface Leakage or Not | Normal
Green Remodeling Decision Making | Mechanical | Hot Water Equipment | Supply Equipment | Others | Equipment Surface Leakage or Not | Poor
Green Remodeling Decision Making | Mechanical | Ventilation Equipment | Heat Recovery Ventilation | Total Heat Exchanger Installation Possibility
Green Remodeling Decision Making | Mechanical | Ventilation Equipment | Heat Recovery Ventilation | Equipment Number
Green Remodeling Decision Making | Mechanical | Ventilation Equipment | Heat Recovery Ventilation | Defective Items | Occurrence or Not
Green Remodeling Decision Making | Mechanical | Ventilation Equipment | Heat Recovery Ventilation | Defective Items | Defects Contents
Green Remodeling Decision Making | Mechanical | Ventilation Equipment | Heat Recovery Ventilation | Defective Items | Photographs
Green Remodeling Decision Making | Mechanical | Ventilation Equipment | Heat Recovery Ventilation | Improvement Level Evaluation | Necessary
Green Remodeling Decision Making | Mechanical | Ventilation Equipment | Heat Recovery Ventilation | Improvement Level Evaluation | Unnecessary
Green Remodeling Decision Making | Mechanical | Ventilation Equipment | Heat Recovery Ventilation | Appearance Condition | Good
Green Remodeling Decision Making | Mechanical | Ventilation Equipment | Heat Recovery Ventilation | Appearance Condition | Normal
Green Remodeling Decision Making | Mechanical | Ventilation Equipment | Heat Recovery Ventilation | Appearance Condition | Poor
Green Remodeling Decision Making | Mechanical | Ventilation Equipment | Heat Recovery Ventilation | Insulation/Soundproofing Status | Good
Green Remodeling Decision Making | Mechanical | Ventilation Equipment | Heat Recovery Ventilation | Insulation/Soundproofing Status | Normal
Green Remodeling Decision Making | Mechanical | Ventilation Equipment | Heat Recovery Ventilation | Insulation/Soundproofing Status | Poor
Green Remodeling Decision Making | Mechanical | Ventilation Equipment | Heat Recovery Ventilation | Vibration/Noise Status | Good
Green Remodeling Decision Making | Mechanical | Ventilation Equipment | Heat Recovery Ventilation | Vibration/Noise Status | Normal
Green Remodeling Decision Making | Mechanical | Ventilation Equipment | Heat Recovery Ventilation | Vibration/Noise Status | Poor
Green Remodeling Decision Making | Mechanical | Ventilation Equipment | Heat Recovery Ventilation | Fixed Part Coupling Status | Good
Green Remodeling Decision Making | Mechanical | Ventilation Equipment | Heat Recovery Ventilation | Fixed Part Coupling Status | Normal
Green Remodeling Decision Making | Mechanical | Ventilation Equipment | Heat Recovery Ventilation | Fixed Part Coupling Status | Poor
Green Remodeling Decision Making | Mechanical | Ventilation Equipment | Heat Recovery Ventilation | Equipment Surface Leakage or Not | Good
Green Remodeling Decision Making | Mechanical | Ventilation Equipment | Heat Recovery Ventilation | Equipment Surface Leakage or Not | Normal
Green Remodeling Decision Making | Mechanical | Ventilation Equipment | Heat Recovery Ventilation | Equipment Surface Leakage or Not | Poor
Green Remodeling Decision Making | Mechanical | Ventilation Equipment | AHU/FAN | Equipment Number
Green Remodeling Decision Making | Mechanical | Ventilation Equipment | AHU/FAN | Defective Items | Occurrence or Not
Green Remodeling Decision Making | Mechanical | Ventilation Equipment | AHU/FAN | Defective Items | Defects Contents
Green Remodeling Decision Making | Mechanical | Ventilation Equipment | AHU/FAN | Defective Items | Photographs
Green Remodeling Decision Making | Mechanical | Ventilation Equipment | AHU/FAN | Improvement Level Evaluation | Necessary
Green Remodeling Decision Making | Mechanical | Ventilation Equipment | AHU/FAN | Improvement Level Evaluation | Unnecessary
Green Remodeling Decision Making | Mechanical | Ventilation Equipment | AHU/FAN | Mechanical Room Exposure(Piping/Duct) | Appearance Condition | Good
Green Remodeling Decision Making | Mechanical | Ventilation Equipment | AHU/FAN | Mechanical Room Exposure(Piping/Duct) | Appearance Condition | Normal
Green Remodeling Decision Making | Mechanical | Ventilation Equipment | AHU/FAN | Mechanical Room Exposure(Piping/Duct) | Appearance Condition | Poor
Green Remodeling Decision Making | Mechanical | Ventilation Equipment | AHU/FAN | Mechanical Room Exposure(Piping/Duct) | Insulation/Soundproofing Status | Good
Green Remodeling Decision Making | Mechanical | Ventilation Equipment | AHU/FAN | Mechanical Room Exposure(Piping/Duct) | Insulation/Soundproofing Status | Normal
Green Remodeling Decision Making | Mechanical | Ventilation Equipment | AHU/FAN | Mechanical Room Exposure(Piping/Duct) | Insulation/Soundproofing Status | Poor
Green Remodeling Decision Making | Mechanical | Ventilation Equipment | AHU/FAN | Mechanical Room Exposure(Piping/Duct) | Vibration/Noise Status | Good
Green Remodeling Decision Making | Mechanical | Ventilation Equipment | AHU/FAN | Mechanical Room Exposure(Piping/Duct) | Vibration/Noise Status | Normal
Green Remodeling Decision Making | Mechanical | Ventilation Equipment | AHU/FAN | Mechanical Room Exposure(Piping/Duct) | Vibration/Noise Status | Poor
Green Remodeling Decision Making | Mechanical | Ventilation Equipment | AHU/FAN | Mechanical Room Exposure(Piping/Duct) | Fixed Part Coupling Status | Good
Green Remodeling Decision Making | Mechanical | Ventilation Equipment | AHU/FAN | Mechanical Room Exposure(Piping/Duct) | Fixed Part Coupling Status | Normal
Green Remodeling Decision Making | Mechanical | Ventilation Equipment | AHU/FAN | Mechanical Room Exposure(Piping/Duct) | Fixed Part Coupling Status | Poor
Green Remodeling Decision Making | Mechanical | Ventilation Equipment | AHU/FAN | Mechanical Room Exposure(Piping/Duct) | Equipment Surface Leakage or Not | Good
Green Remodeling Decision Making | Mechanical | Ventilation Equipment | AHU/FAN | Mechanical Room Exposure(Piping/Duct) | Equipment Surface Leakage or Not | Normal
Green Remodeling Decision Making | Mechanical | Ventilation Equipment | AHU/FAN | Mechanical Room Exposure(Piping/Duct) | Equipment Surface Leakage or Not | Poor
Green Remodeling Decision Making | Mechanical | Ventilation Equipment | AHU/FAN | Main Air Conditioning Equipment(Air Conditioner) | Appearance Condition | Good
Green Remodeling Decision Making | Mechanical | Ventilation Equipment | AHU/FAN | Main Air Conditioning Equipment(Air Conditioner) | Appearance Condition | Normal
Green Remodeling Decision Making | Mechanical | Ventilation Equipment | AHU/FAN | Main Air Conditioning Equipment(Air Conditioner) | Appearance Condition | Poor
Green Remodeling Decision Making | Mechanical | Ventilation Equipment | AHU/FAN | Main Air Conditioning Equipment(Air Conditioner) | Insulation/Soundproofing Status | Good
Green Remodeling Decision Making | Mechanical | Ventilation Equipment | AHU/FAN | Main Air Conditioning Equipment(Air Conditioner) | Insulation/Soundproofing Status | Normal
Green Remodeling Decision Making | Mechanical | Ventilation Equipment | AHU/FAN | Main Air Conditioning Equipment(Air Conditioner) | Insulation/Soundproofing Status | Poor
Green Remodeling Decision Making | Mechanical | Ventilation Equipment | AHU/FAN | Main Air Conditioning Equipment(Air Conditioner) | Vibration/Noise Status | Good
Green Remodeling Decision Making | Mechanical | Ventilation Equipment | AHU/FAN | Main Air Conditioning Equipment(Air Conditioner) | Vibration/Noise Status | Normal
Green Remodeling Decision Making | Mechanical | Ventilation Equipment | AHU/FAN | Main Air Conditioning Equipment(Air Conditioner) | Vibration/Noise Status | Poor
Green Remodeling Decision Making | Mechanical | Ventilation Equipment | AHU/FAN | Main Air Conditioning Equipment(Air Conditioner) | Fixed Part Coupling Status | Good
Green Remodeling Decision Making | Mechanical | Ventilation Equipment | AHU/FAN | Main Air Conditioning Equipment(Air Conditioner) | Fixed Part Coupling Status | Normal
Green Remodeling Decision Making | Mechanical | Ventilation Equipment | AHU/FAN | Main Air Conditioning Equipment(Air Conditioner) | Fixed Part Coupling Status | Poor
Green Remodeling Decision Making | Mechanical | Ventilation Equipment | AHU/FAN | Main Air Conditioning Equipment(Air Conditioner) | Equipment Surface Leakage or Not | Good
Green Remodeling Decision Making | Mechanical | Ventilation Equipment | AHU/FAN | Main Air Conditioning Equipment(Air Conditioner) | Equipment Surface Leakage or Not | Normal
Green Remodeling Decision Making | Mechanical | Ventilation Equipment | AHU/FAN | Main Air Conditioning Equipment(Air Conditioner) | Equipment Surface Leakage or Not | Poor
Green Remodeling Decision Making | Mechanical | Ventilation Equipment | AHU/FAN | Indoor Air Conditioning Unit(Convector/Fan Coil) | Appearance Condition | Good
Green Remodeling Decision Making | Mechanical | Ventilation Equipment | AHU/FAN | Indoor Air Conditioning Unit(Convector/Fan Coil) | Appearance Condition | Normal
Green Remodeling Decision Making | Mechanical | Ventilation Equipment | AHU/FAN | Indoor Air Conditioning Unit(Convector/Fan Coil) | Appearance Condition | Poor
Green Remodeling Decision Making | Mechanical | Ventilation Equipment | AHU/FAN | Indoor Air Conditioning Unit(Convector/Fan Coil) | Insulation/Soundproofing Status | Good
Green Remodeling Decision Making | Mechanical | Ventilation Equipment | AHU/FAN | Indoor Air Conditioning Unit(Convector/Fan Coil) | Insulation/Soundproofing Status | Normal
Green Remodeling Decision Making | Mechanical | Ventilation Equipment | AHU/FAN | Indoor Air Conditioning Unit(Convector/Fan Coil) | Insulation/Soundproofing Status | Poor
Green Remodeling Decision Making | Mechanical | Ventilation Equipment | AHU/FAN | Indoor Air Conditioning Unit(Convector/Fan Coil) | Vibration/Noise Status | Good
Green Remodeling Decision Making | Mechanical | Ventilation Equipment | AHU/FAN | Indoor Air Conditioning Unit(Convector/Fan Coil) | Vibration/Noise Status | Normal
Green Remodeling Decision Making | Mechanical | Ventilation Equipment | AHU/FAN | Indoor Air Conditioning Unit(Convector/Fan Coil) | Vibration/Noise Status | Poor
Green Remodeling Decision Making | Mechanical | Ventilation Equipment | AHU/FAN | Indoor Air Conditioning Unit(Convector/Fan Coil) | Fixed Part Coupling Status | Good
Green Remodeling Decision Making | Mechanical | Ventilation Equipment | AHU/FAN | Indoor Air Conditioning Unit(Convector/Fan Coil) | Fixed Part Coupling Status | Normal
Green Remodeling Decision Making | Mechanical | Ventilation Equipment | AHU/FAN | Indoor Air Conditioning Unit(Convector/Fan Coil) | Fixed Part Coupling Status | Poor
Green Remodeling Decision Making | Mechanical | Ventilation Equipment | AHU/FAN | Indoor Air Conditioning Unit(Convector/Fan Coil) | Equipment Surface Leakage or Not | Good
Green Remodeling Decision Making | Mechanical | Ventilation Equipment | AHU/FAN | Indoor Air Conditioning Unit(Convector/Fan Coil) | Equipment Surface Leakage or Not | Normal
Green Remodeling Decision Making | Mechanical | Ventilation Equipment | AHU/FAN | Indoor Air Conditioning Unit(Convector/Fan Coil) | Equipment Surface Leakage or Not | Poor
Green Remodeling Decision Making | Mechanical | Ventilation Equipment | AHU/FAN | Indoor Exposure(Piping/Duct) | Appearance Condition | Good
Green Remodeling Decision Making | Mechanical | Ventilation Equipment | AHU/FAN | Indoor Exposure(Piping/Duct) | Appearance Condition | Normal
Green Remodeling Decision Making | Mechanical | Ventilation Equipment | AHU/FAN | Indoor Exposure(Piping/Duct) | Appearance Condition | Poor
Green Remodeling Decision Making | Mechanical | Ventilation Equipment | AHU/FAN | Indoor Exposure(Piping/Duct) | Insulation/Soundproofing Status | Good
Green Remodeling Decision Making | Mechanical | Ventilation Equipment | AHU/FAN | Indoor Exposure(Piping/Duct) | Insulation/Soundproofing Status | Normal
Green Remodeling Decision Making | Mechanical | Ventilation Equipment | AHU/FAN | Indoor Exposure(Piping/Duct) | Insulation/Soundproofing Status | Poor
Green Remodeling Decision Making | Mechanical | Ventilation Equipment | AHU/FAN | Indoor Exposure(Piping/Duct) | Vibration/Noise Status | Good
Green Remodeling Decision Making | Mechanical | Ventilation Equipment | AHU/FAN | Indoor Exposure(Piping/Duct) | Vibration/Noise Status | Normal
Green Remodeling Decision Making | Mechanical | Ventilation Equipment | AHU/FAN | Indoor Exposure(Piping/Duct) | Vibration/Noise Status | Poor
Green Remodeling Decision Making | Mechanical | Ventilation Equipment | AHU/FAN | Indoor Exposure(Piping/Duct) | Fixed Part Coupling Status | Good
Green Remodeling Decision Making | Mechanical | Ventilation Equipment | AHU/FAN | Indoor Exposure(Piping/Duct) | Fixed Part Coupling Status | Normal
Green Remodeling Decision Making | Mechanical | Ventilation Equipment | AHU/FAN | Indoor Exposure(Piping/Duct) | Fixed Part Coupling Status | Poor
Green Remodeling Decision Making | Mechanical | Ventilation Equipment | AHU/FAN | Indoor Exposure(Piping/Duct) | Equipment Surface Leakage or Not | Good
Green Remodeling Decision Making | Mechanical | Ventilation Equipment | AHU/FAN | Indoor Exposure(Piping/Duct) | Equipment Surface Leakage or Not | Normal
Green Remodeling Decision Making | Mechanical | Ventilation Equipment | AHU/FAN | Indoor Exposure(Piping/Duct) | Equipment Surface Leakage or Not | Poor
Green Remodeling Decision Making | Electrical | Lighting Equipment | Equipment Number
Green Remodeling Decision Making | Electrical | Lighting Equipment | Defective Items | Occurrence or Not
Green Remodeling Decision Making | Electrical | Lighting Equipment | Defective Items | Defects Contents
Green Remodeling Decision Making | Electrical | Lighting Equipment | Defective Items | Photographs
Green Remodeling Decision Making | Electrical | Lighting Equipment | Improvement Level Evaluation | Necessary
Green Remodeling Decision Making | Electrical | Lighting Equipment | Improvement Level Evaluation | Unnecessary
Green Remodeling Decision Making | Renewable Energy | Sunlight Generation | Equipment Number
Green Remodeling Decision Making | Renewable Energy | Sunlight Generation | Defective Items | Occurrence or Not
Green Remodeling Decision Making | Renewable Energy | Sunlight Generation | Defective Items | Defects Contents
Green Remodeling Decision Making | Renewable Energy | Sunlight Generation | Defective Items | Photographs
Green Remodeling Decision Making | Renewable Energy | Sunlight Generation | Improvement Level Evaluation | Necessary
Green Remodeling Decision Making | Renewable Energy | Sunlight Generation | Improvement Level Evaluation | Unnecessary
Green Remodeling Decision Making | Renewable Energy | Sunlight Generation | Installation Consideration | Availability of PV Installation
Green Remodeling Decision Making | Renewable Energy | Sunlight Generation | Installation Consideration | PV Shading Affected
Green Remodeling Decision Making | Renewable Energy | Sunlight Generation | Installation Consideration | Maximum Solar Installable Area | Roof
Green Remodeling Decision Making | Renewable Energy | Sunlight Generation | Installation Consideration | Maximum Solar Installable Area | Outdoor
Green Remodeling Decision Making | Renewable Energy | Solar Thermal Generation | Equipment Number
Green Remodeling Decision Making | Renewable Energy | Solar Thermal Generation | Defective Items | Occurrence or Not
Green Remodeling Decision Making | Renewable Energy | Solar Thermal Generation | Defective Items | Defects Contents
Green Remodeling Decision Making | Renewable Energy | Solar Thermal Generation | Defective Items | Photographs
Green Remodeling Decision Making | Renewable Energy | Solar Thermal Generation | Improvement Level Evaluation | Necessary
Green Remodeling Decision Making | Renewable Energy | Solar Thermal Generation | Improvement Level Evaluation | Unnecessary
Green Remodeling Decision Making | Renewable Energy | Geothermal Power Generation | Equipment Number
Green Remodeling Decision Making | Renewable Energy | Geothermal Power Generation | Defective Items | Occurrence or Not
Green Remodeling Decision Making | Renewable Energy | Geothermal Power Generation | Defective Items | Defects Contents
Green Remodeling Decision Making | Renewable Energy | Geothermal Power Generation | Defective Items | Photographs
Green Remodeling Decision Making | Renewable Energy | Geothermal Power Generation | Improvement Level Evaluation | Necessary
Green Remodeling Decision Making | Renewable Energy | Geothermal Power Generation | Improvement Level Evaluation | Unnecessary
Green Remodeling Decision Making | Renewable Energy | Others | Equipment Number
Green Remodeling Decision Making | Renewable Energy | Others | Defective Items | Occurrence or Not
Green Remodeling Decision Making | Renewable Energy | Others | Defective Items | Defects Contents
Green Remodeling Decision Making | Renewable Energy | Others | Defective Items | Photographs
Green Remodeling Decision Making | Renewable Energy | Others | Improvement Level Evaluation | Necessary
Green Remodeling Decision Making | Renewable Energy | Others | Improvement Level Evaluation | Unnecessary
Green Remodeling Decision Making | BEMS | Central Monitoring | Equipment Number
Green Remodeling Decision Making | BEMS | Central Monitoring | Defective Items | Occurrence or Not
Green Remodeling Decision Making | BEMS | Central Monitoring | Defective Items | Defects Contents
Green Remodeling Decision Making | BEMS | Central Monitoring | Defective Items | Photographs
Green Remodeling Decision Making | BEMS | Central Monitoring | Improvement Level Evaluation | Necessary
Green Remodeling Decision Making | BEMS | Central Monitoring | Improvement Level Evaluation | Unnecessary
Green Remodeling Decision Making | BEMS | Remote Meter Reading | Equipment Number
Green Remodeling Decision Making | BEMS | Remote Meter Reading | Defective Items | Occurrence or Not
Green Remodeling Decision Making | BEMS | Remote Meter Reading | Defective Items | Defects Contents
Green Remodeling Decision Making | BEMS | Remote Meter Reading | Defective Items | Photographs
Green Remodeling Decision Making | BEMS | Remote Meter Reading | Improvement Level Evaluation | Necessary
Green Remodeling Decision Making | BEMS | Remote Meter Reading | Improvement Level Evaluation | Unnecessary
Green Remodeling Decision Making | Asbestos | Visual Inspection | Improvement Level Evaluation | Necessary
Green Remodeling Decision Making | Asbestos | Visual Inspection | Improvement Level Evaluation | Unnecessary
Green Remodeling Decision Making | Asbestos | Visual Inspection | Location of Asbestos Suspected Building Materials | Builidng Name
Green Remodeling Decision Making | Asbestos | Visual Inspection | Location of Asbestos Suspected Building Materials | Floor
Green Remodeling Decision Making | Asbestos | Visual Inspection | Location of Asbestos Suspected Building Materials | Room
Green Remodeling Decision Making | Asbestos | Visual Inspection | Location of Asbestos Suspected Building Materials | Place
Green Remodeling Decision Making | Asbestos | Visual Inspection | Location of Asbestos Suspected Building Materials | Photographs
Green Remodeling Related Documents | Attachment | Interview Paper
Green Remodeling Related Documents | Attachment | Survey
Green Remodeling Related Documents | Attachment | On-site Checklist

## 국내스키마 정리(230413)_eng_입력
LEVEL 0 | LEVEL 1 | LEVEL 2 | LEVEL 3 | LEVEL 4 | LEVEL 5 | LEVEL 6 | LEVEL 7 | INPUT | Unit | Type | Format
LEVEL 0: General Information; LEVEL 1: Basic Information; LEVEL 2: Building Name | 건강보험심사평가원 수원지원 사옥 |  | string
LEVEL 0: General Information; LEVEL 1: Basic Information; LEVEL 2: Region; LEVEL 3: Do/Si | 경기도 |  | string
LEVEL 0: General Information; LEVEL 1: Basic Information; LEVEL 2: Region; LEVEL 3: Si/Gun/Gu | 수원시 |  | string
LEVEL 0: General Information; LEVEL 1: Basic Information; LEVEL 2: Usage | 일반업무시설 |  | string
LEVEL 0: General Information; LEVEL 1: Basic Information; LEVEL 2: Year of Completion; LEVEL 3: Year | 1993 | year | Integer
LEVEL 0: General Information; LEVEL 1: Basic Information; LEVEL 2: Year of Completion; LEVEL 3: Month | 9 | month | Integer
LEVEL 0: General Information; LEVEL 1: Basic Information; LEVEL 2: Height; LEVEL 3: Floor Height | 3600 | mm | Integer
LEVEL 0: General Information; LEVEL 1: Basic Information; LEVEL 2: Height; LEVEL 3: Ceiling Height | 2600 | mm | Integer
LEVEL 0: General Information; LEVEL 1: Basic Information; LEVEL 2: Renovation History; LEVEL 3: Date | 2011-08-16 |  | Date | yyyy-mm-dd
LEVEL 0: General Information; LEVEL 1: Basic Information; LEVEL 2: Renovation History; LEVEL 3: Renovation Item | 용도 변경, 창호 교체, 내외부 마감 교체 |  | string
LEVEL 0: General Information; LEVEL 1: Basic Information; LEVEL 2: Renovation History; LEVEL 3: Attachment | UPLOAD |  | -
General Information | Basic Information | Other Details | Exterior wall with a distance of not more than 1.5 m to the adjacent land boundary | Presence Confirmation |  |  |  | O |  | string
General Information | Basic Information | Other Details | Exterior wall with a distance of not more than 1.5 m to the adjacent land boundary | Existence of Exterior Wall Windows |  |  |  | O |  | string
General Information | Basic Information | Other Details | A house within 2m of the exterior wall of the building | Presence Confirmation |  |  |  | X |  | string
General Information | Basic Information | Other Details | A house within 2m of the exterior wall of the building | Existence of Exterior Wall Windows |  |  |  | X |  | string
General Information | Basic Information | Other Details | Circular Window | Presence Confirmation |  |  |  | O |  | string
General Information | Basic Information | Other Details | Curtain Wall Spandrel | Presence Confirmation |  |  |  | O |  | string
LEVEL 0: General Information; LEVEL 1: Basic Information; LEVEL 2: Other Details; LEVEL 3: Supply power | 알 수 없음 |  | string
LEVEL 0: General Information; LEVEL 1: Photographs; LEVEL 2: Exteriors; LEVEL 3: Front | UPLOAD |  | -
LEVEL 0: General Information; LEVEL 1: Photographs; LEVEL 2: Exteriors; LEVEL 3: Right Side | UPLOAD |  | -
LEVEL 0: General Information; LEVEL 1: Photographs; LEVEL 2: Exteriors; LEVEL 3: Back | UPLOAD |  | -
LEVEL 0: General Information; LEVEL 1: Photographs; LEVEL 2: Exteriors; LEVEL 3: Left Side | UPLOAD |  | -
LEVEL 0: General Information; LEVEL 1: Photographs; LEVEL 2: Interiors; LEVEL 3: Room Name | 1층 로비 |  | string
LEVEL 0: General Information; LEVEL 1: Photographs; LEVEL 2: Interiors; LEVEL 3: Photograph | UPLOAD |  | -
Operation and Energy Information | Operation Information | Operation Hours | Weekdays | Hours of Use | Start Time |  |  | 9:00 |  | time | hh-mm
Operation and Energy Information | Operation Information | Operation Hours | Weekdays | Hours of Use | End Time |  |  | 18:00 |  | time | hh-mm
Operation and Energy Information | Operation Information | Operation Hours | Weekdays | Remarks |  |  |  | - |  | string
Operation and Energy Information | Operation Information | Operation Hours | Weekend | Hours of Use | Start Time |  |  | - |  | time | hh-mm
Operation and Energy Information | Operation Information | Operation Hours | Weekend | Hours of Use | End Time |  |  | - |  | time | hh-mm
Operation and Energy Information | Operation Information | Operation Hours | Weekend | Remarks |  |  |  | 주말 운영 없음 |  | string
Operation and Energy Information | Operation Information | Occupants | Full-Time Occupants | Number of People |  |  |  | - |  | string
Operation and Energy Information | Operation Information | Occupants | Full-Time Occupants | Working Hours | Start Time |  |  | 9:00 |  | time | hh-mm
Operation and Energy Information | Operation Information | Occupants | Full-Time Occupants | Working Hours | End Time |  |  | 18:00 |  | time | hh-mm
Operation and Energy Information | Operation Information | Occupants | Full-Time Occupants | Occupancy Pattern | Always Present |  |  | O |  | string
Operation and Energy Information | Operation Information | Occupants | Full-Time Occupants | Occupancy Pattern | Frequent Outside Work |  |  | X |  | string
Operation and Energy Information | Operation Information | Occupants | Full-Time Occupants | Occupancy Pattern | Long Absence |  |  | X |  | string
Operation and Energy Information | Operation Information | Occupants | Full-Time Occupants | Occupancy Pattern | Others |  |  | X |  | string
Operation and Energy Information | Operation Information | Occupants | Visitors | Number of People |  |  |  | - |  | string
LEVEL 0: Operation and Energy Information; LEVEL 1: Energy Information; LEVEL 2: Energy Audit Data; LEVEL 3: Audit Status | 해당없음 |  | string
Operation and Energy Information | Energy Information | Energy Audit Data | Energy Audit Report | Possession Status |  |  |  | - |  | string
Operation and Energy Information | Energy Information | Energy Audit Data | Energy Audit Report | Possession Type | Electronic Document |  |  | - |  | string
Operation and Energy Information | Energy Information | Energy Audit Data | Energy Audit Report | Possession Type | Paper Document |  |  | - |  | string
Operation and Energy Information | Energy Information | Energy Audit Data | Energy Audit Report | Possession Type | Others |  |  | - |  | string
Operation and Energy Information | Energy Information | Energy Audit Data | Energy Audit Report | Attachment |  |  |  | - |  | -
Operation and Energy Information | Energy Information | Energy Sources | Type | Electricity |  |  |  | O |  | string
Operation and Energy Information | Energy Information | Energy Sources | Type | Gas |  |  |  | O |  | string
Operation and Energy Information | Energy Information | Energy Sources | Type | Oil |  |  |  | X |  | string
Operation and Energy Information | Energy Information | Energy Sources | Type | Others |  |  |  | X |  | string
Operation and Energy Information | Energy Information | Energy Sources | Energy Consumption(the last three years) | Availability |  |  |  | O |  | string
Operation and Energy Information | Energy Information | Energy Sources | Energy Consumption(the last three years) | Attachment |  |  |  | UPLOAD |  | -
Operation and Energy Information | Energy Information | Online System Information | KEPCO | ID(Customer number) |  |  |  | - |  | string
Operation and Energy Information | Energy Information | Online System Information | KEPCO | PW |  |  |  | - |  | string
Operation and Energy Information | Energy Information | Online System Information | Public Building Energy Consumption Information Management System | Recognition Status |  |  |  | X |  | string
Operation and Energy Information | Energy Information | Online System Information | Public Building Energy Consumption Information Management System | ID/PW Recognition Status |  |  |  | X |  | string
LEVEL 0: Operation and Energy Information; LEVEL 1: Energy Information; LEVEL 2: Control; LEVEL 3: Temperature Control for Each Room | O |  | string
Building Description and Characteristic | Architecture | Envelope Overview | U-Value at the time of completion(W/㎡K) | Regional Division |  |  |  | 중부 |  | string
Building Description and Characteristic | Architecture | Envelope Overview | U-Value at the time of completion(W/㎡K) | Exterior Wall |  |  |  | 0.581 | W/㎡K | float
Building Description and Characteristic | Architecture | Envelope Overview | U-Value at the time of completion(W/㎡K) | Roof |  |  |  | 0.407 | W/㎡K | float
Building Description and Characteristic | Architecture | Envelope Overview | U-Value at the time of completion(W/㎡K) | Bottom Floor |  |  |  | 0.581 | W/㎡K | float
Building Description and Characteristic | Architecture | Envelope Overview | U-Value at the time of completion(W/㎡K) | Window |  |  |  | 3.372 | W/㎡K | float
Building Description and Characteristic | Architecture | Envelope Overview | Insulation Location | Internal Insulation
Building Description and Characteristic | Architecture | Envelope Overview | Insulation Location | External Insulation
Building Description and Characteristic | Architecture | Envelope Overview | Insulation Location | Intermediate Insulation
Building Description and Characteristic | Architecture | Envelope Overview | Insulation Location | Others
Building Description and Characteristic | Architecture | Exterior Wall | Site Number
Building Description and Characteristic | Architecture | Exterior Wall | Site Location
Building Description and Characteristic | Architecture | Exterior Wall | Finishing | Type
Building Description and Characteristic | Architecture | Exterior Wall | Finishing | Evidence Data | Drawings
Building Description and Characteristic | Architecture | Exterior Wall | Finishing | Evidence Data | Visual Inspection
Building Description and Characteristic | Architecture | Exterior Wall | Finishing | Evidence Data | Unidentified
Building Description and Characteristic | Architecture | Exterior Wall | Insulation Performance | Type
Building Description and Characteristic | Architecture | Exterior Wall | Insulation Performance | Evidence Data | Drawings
Building Description and Characteristic | Architecture | Exterior Wall | Insulation Performance | Evidence Data | Visual Inspection
Building Description and Characteristic | Architecture | Exterior Wall | Insulation Performance | Evidence Data | Unidentified
Building Description and Characteristic | Architecture | Exterior Wall | Insulation Performance | U-Value(W/㎡K)
Building Description and Characteristic | Architecture | Roof | Site Number
Building Description and Characteristic | Architecture | Roof | Site Location
Building Description and Characteristic | Architecture | Roof | Finishing | Type
Building Description and Characteristic | Architecture | Roof | Finishing | Evidence Data | Drawings
Building Description and Characteristic | Architecture | Roof | Finishing | Evidence Data | Visual Inspection
Building Description and Characteristic | Architecture | Roof | Finishing | Evidence Data | Unidentified
Building Description and Characteristic | Architecture | Roof | Insulation Performance | Type
Building Description and Characteristic | Architecture | Roof | Insulation Performance | Evidence Data | Drawings
Building Description and Characteristic | Architecture | Roof | Insulation Performance | Evidence Data | Visual Inspection
Building Description and Characteristic | Architecture | Roof | Insulation Performance | Evidence Data | Unidentified
Building Description and Characteristic | Architecture | Roof | Insulation Performance | U-Value(W/㎡K)
Building Description and Characteristic | Architecture | Bottom Floor | Site Number
Building Description and Characteristic | Architecture | Bottom Floor | Site Location
Building Description and Characteristic | Architecture | Bottom Floor | Insulation Location | Basement
Building Description and Characteristic | Architecture | Bottom Floor | Insulation Location | Piloti
Building Description and Characteristic | Architecture | Bottom Floor | Insulation Performance | Type
Building Description and Characteristic | Architecture | Bottom Floor | Insulation Performance | Evidence Data | Drawings
Building Description and Characteristic | Architecture | Bottom Floor | Insulation Performance | Evidence Data | Visual Inspection
Building Description and Characteristic | Architecture | Bottom Floor | Insulation Performance | Evidence Data | Unidentified
Building Description and Characteristic | Architecture | Bottom Floor | Insulation Performance | U-Value(W/㎡K)
Building Description and Characteristic | Architecture | Window | Site Number
Building Description and Characteristic | Architecture | Window | Site Location | Floor
Building Description and Characteristic | Architecture | Window | Site Location | Room
Building Description and Characteristic | Architecture | Window | Type | Single Glazed Window
Building Description and Characteristic | Architecture | Window | Type | Double Glazed Windows
Building Description and Characteristic | Architecture | Window | Type | Others
Building Description and Characteristic | Architecture | Window | Frame Material | Metal
Building Description and Characteristic | Architecture | Window | Frame Material | Plastic
Building Description and Characteristic | Architecture | Window | Frame Material | Wood
Building Description and Characteristic | Architecture | Window | Frame Material | Others
Building Description and Characteristic | Architecture | Window | Insulation Performance | SHGC
Building Description and Characteristic | Architecture | Window | Insulation Performance | Glass/Air Configuration
Building Description and Characteristic | Architecture | Window | Insulation Performance | Low-E
Building Description and Characteristic | Architecture | Window | Insulation Performance | U-Value(W/㎡K)
Building Description and Characteristic | Architecture | Door/Balcony | Site Number
Building Description and Characteristic | Architecture | Door/Balcony | Site Location | Floor
Building Description and Characteristic | Architecture | Door/Balcony | Site Location | Room
Building Description and Characteristic | Architecture | Door/Balcony | Type | Automatic Door
Building Description and Characteristic | Architecture | Door/Balcony | Type | Sliding Door
Building Description and Characteristic | Architecture | Door/Balcony | Type | Others
Building Description and Characteristic | Architecture | Door/Balcony | Shelter Structure Status
Building Description and Characteristic | Architecture | Door/Balcony | Frame Material | Metal
Building Description and Characteristic | Architecture | Door/Balcony | Frame Material | Plastic
Building Description and Characteristic | Architecture | Door/Balcony | Frame Material | Wood
Building Description and Characteristic | Architecture | Door/Balcony | Frame Material | Others
Building Description and Characteristic | Architecture | Door/Balcony | Insulation Performance | SHGC
Building Description and Characteristic | Architecture | Door/Balcony | Insulation Performance | Glass/Air Configuration
Building Description and Characteristic | Architecture | Door/Balcony | Insulation Performance | Low-E
Building Description and Characteristic | Architecture | Door/Balcony | Insulation Performance | U-Value(W/㎡K)
Building Description and Characteristic | Mechanical | Heating Equipment | Heat Source Equipment | Boiler | Equipment Number
Building Description and Characteristic | Mechanical | Heating Equipment | Heat Source Equipment | Boiler | Range of Use | Floor
Building Description and Characteristic | Mechanical | Heating Equipment | Heat Source Equipment | Boiler | Range of Use | All
Building Description and Characteristic | Mechanical | Heating Equipment | Heat Source Equipment | Boiler | Range of Use | Parts
Building Description and Characteristic | Mechanical | Heating Equipment | Heat Source Equipment | Boiler | Fuel | Oil
Building Description and Characteristic | Mechanical | Heating Equipment | Heat Source Equipment | Boiler | Fuel | District Heating
Building Description and Characteristic | Mechanical | Heating Equipment | Heat Source Equipment | Boiler | Fuel | Electric
Building Description and Characteristic | Mechanical | Heating Equipment | Heat Source Equipment | Boiler | Fuel | LNG
Building Description and Characteristic | Mechanical | Heating Equipment | Heat Source Equipment | Boiler | Fuel | LPG
Building Description and Characteristic | Mechanical | Heating Equipment | Heat Source Equipment | Boiler | Fuel | Others
Building Description and Characteristic | Mechanical | Heating Equipment | Heat Source Equipment | Boiler | Operation | Only Heating
Building Description and Characteristic | Mechanical | Heating Equipment | Heat Source Equipment | Boiler | Operation | Heating+Hot Water
Building Description and Characteristic | Mechanical | Heating Equipment | Heat Source Equipment | Boiler | Type | General
Building Description and Characteristic | Mechanical | Heating Equipment | Heat Source Equipment | Boiler | Type | Condensing
Building Description and Characteristic | Mechanical | Heating Equipment | Heat Source Equipment | Boiler | Specification | Capacity(kW)
Building Description and Characteristic | Mechanical | Heating Equipment | Heat Source Equipment | Boiler | Specification | Power Consumption(kW)
Building Description and Characteristic | Mechanical | Heating Equipment | Heat Source Equipment | Boiler | Specification | Gas Consumption(N㎥/hr)
Building Description and Characteristic | Mechanical | Heating Equipment | Heat Source Equipment | Boiler | Specification | Circulating Pump Capacity(kW)
Building Description and Characteristic | Mechanical | Heating Equipment | Heat Source Equipment | Boiler | Specification | Heating Water Supply Temperature(℃)
Building Description and Characteristic | Mechanical | Heating Equipment | Heat Source Equipment | Boiler | Specification | Heating Return Water Temperature(℃)
Building Description and Characteristic | Mechanical | Heating Equipment | Heat Source Equipment | Boiler | Specification | Thermal Storage Capacity(l)
Building Description and Characteristic | Mechanical | Heating Equipment | Heat Source Equipment | Boiler | Specification | Efficiency(%)
Building Description and Characteristic | Mechanical | Heating Equipment | Heat Source Equipment | Boiler | Specification | Pump Power(kW)
Building Description and Characteristic | Mechanical | Heating Equipment | Heat Source Equipment | Boiler | Installation Year and Month
Building Description and Characteristic | Mechanical | Heating Equipment | Heat Source Equipment | Boiler | quantity
Building Description and Characteristic | Mechanical | Heating Equipment | Heat Source Equipment | Boiler | Photographs | Equipment
Building Description and Characteristic | Mechanical | Heating Equipment | Heat Source Equipment | Boiler | Photographs | Specification
Building Description and Characteristic | Mechanical | Heating Equipment | Heat Source Equipment | Heatpump | Equipment Number
Building Description and Characteristic | Mechanical | Heating Equipment | Heat Source Equipment | Heatpump | Range of Use | Floor
Building Description and Characteristic | Mechanical | Heating Equipment | Heat Source Equipment | Heatpump | Range of Use | Room
Building Description and Characteristic | Mechanical | Heating Equipment | Heat Source Equipment | Heatpump | Type | EHP
Building Description and Characteristic | Mechanical | Heating Equipment | Heat Source Equipment | Heatpump | Type | GHP
Building Description and Characteristic | Mechanical | Heating Equipment | Heat Source Equipment | Heatpump | Type | Others
Building Description and Characteristic | Mechanical | Heating Equipment | Heat Source Equipment | Heatpump | Fuel | Electric
Building Description and Characteristic | Mechanical | Heating Equipment | Heat Source Equipment | Heatpump | Fuel | LNG
Building Description and Characteristic | Mechanical | Heating Equipment | Heat Source Equipment | Heatpump | Fuel | LPG
Building Description and Characteristic | Mechanical | Heating Equipment | Heat Source Equipment | Heatpump | Fuel | Others
Building Description and Characteristic | Mechanical | Heating Equipment | Heat Source Equipment | Heatpump | Installation Type | Multi Type
Building Description and Characteristic | Mechanical | Heating Equipment | Heat Source Equipment | Heatpump | Installation Type | Single Type
Building Description and Characteristic | Mechanical | Heating Equipment | Heat Source Equipment | Heatpump | Specification | Capacity(kW) | Heating
Building Description and Characteristic | Mechanical | Heating Equipment | Heat Source Equipment | Heatpump | Specification | Capacity(kW) | Cooling
Building Description and Characteristic | Mechanical | Heating Equipment | Heat Source Equipment | Heatpump | Specification | COP | Heating
Building Description and Characteristic | Mechanical | Heating Equipment | Heat Source Equipment | Heatpump | Specification | COP | Cooling
Building Description and Characteristic | Mechanical | Heating Equipment | Heat Source Equipment | Heatpump | Installation Year and Month
Building Description and Characteristic | Mechanical | Heating Equipment | Heat Source Equipment | Heatpump | quantity
Building Description and Characteristic | Mechanical | Heating Equipment | Heat Source Equipment | Heatpump | Photographs | Equipment
Building Description and Characteristic | Mechanical | Heating Equipment | Heat Source Equipment | Heatpump | Photographs | Specification
Building Description and Characteristic | Mechanical | Heating Equipment | Heat Source Equipment | Chiller | Equipment Number
Building Description and Characteristic | Mechanical | Heating Equipment | Heat Source Equipment | Chiller | Range of Use | Floor
Building Description and Characteristic | Mechanical | Heating Equipment | Heat Source Equipment | Chiller | Range of Use | Room
Building Description and Characteristic | Mechanical | Heating Equipment | Heat Source Equipment | Chiller | Fuel | Oil
Building Description and Characteristic | Mechanical | Heating Equipment | Heat Source Equipment | Chiller | Fuel | LPG
Building Description and Characteristic | Mechanical | Heating Equipment | Heat Source Equipment | Chiller | Fuel | LNG
Building Description and Characteristic | Mechanical | Heating Equipment | Heat Source Equipment | Chiller | Fuel | Electric
Building Description and Characteristic | Mechanical | Heating Equipment | Heat Source Equipment | Chiller | Specification | Capacity(kW)
Building Description and Characteristic | Mechanical | Heating Equipment | Heat Source Equipment | Chiller | Specification | Power Consumption(kW)
Building Description and Characteristic | Mechanical | Heating Equipment | Heat Source Equipment | Chiller | Specification | Type | Air-Cooling
Building Description and Characteristic | Mechanical | Heating Equipment | Heat Source Equipment | Chiller | Specification | Type | Water-Cooling
Building Description and Characteristic | Mechanical | Heating Equipment | Heat Source Equipment | Chiller | Specification | Circulating Pump Capacity(kW)
Building Description and Characteristic | Mechanical | Heating Equipment | Heat Source Equipment | Chiller | Specification | Coolant Pump Capacity(kW)
Building Description and Characteristic | Mechanical | Heating Equipment | Heat Source Equipment | Chiller | Specification | Cooling Water Supply Temperature(℃)
Building Description and Characteristic | Mechanical | Heating Equipment | Heat Source Equipment | Chiller | Specification | Cooling Return Water Temperature(℃)
Building Description and Characteristic | Mechanical | Heating Equipment | Heat Source Equipment | Chiller | Specification | Gas Consumption(N㎥/hr)
Building Description and Characteristic | Mechanical | Heating Equipment | Heat Source Equipment | Chiller | Cooling Tower Type | Evaporative Type
Building Description and Characteristic | Mechanical | Heating Equipment | Heat Source Equipment | Chiller | Cooling Tower Type | Dry Type
Building Description and Characteristic | Mechanical | Heating Equipment | Heat Source Equipment | Chiller | Cooling Tower Type | Closed Type
Building Description and Characteristic | Mechanical | Heating Equipment | Heat Source Equipment | Chiller | Installation Year and Month
Building Description and Characteristic | Mechanical | Heating Equipment | Heat Source Equipment | Chiller | quantity
Building Description and Characteristic | Mechanical | Heating Equipment | Heat Source Equipment | Chiller | Photographs | Equipment
Building Description and Characteristic | Mechanical | Heating Equipment | Heat Source Equipment | Chiller | Photographs | Specification
Building Description and Characteristic | Mechanical | Heating Equipment | Heat Source Equipment | Ditrict Heating | Equipment Number
Building Description and Characteristic | Mechanical | Heating Equipment | Heat Source Equipment | Ditrict Heating | Specification | Heating Capacity(kW)
Building Description and Characteristic | Mechanical | Heating Equipment | Heat Source Equipment | Ditrict Heating | Specification | Thermal Storage Capacity(l)
Building Description and Characteristic | Mechanical | Heating Equipment | Heat Source Equipment | Ditrict Heating | Specification | Efficiency(%)
Building Description and Characteristic | Mechanical | Heating Equipment | Heat Source Equipment | Ditrict Heating | Specification | Pump Capacity(kW)
Building Description and Characteristic | Mechanical | Heating Equipment | Heat Source Equipment | Others | Equipment Number
Building Description and Characteristic | Mechanical | Heating Equipment | Heat Source Equipment | Others | Equipment Name
Building Description and Characteristic | Mechanical | Heating Equipment | Heat Source Equipment | Others | Range of Use | Floor
Building Description and Characteristic | Mechanical | Heating Equipment | Heat Source Equipment | Others | Range of Use | Room
Building Description and Characteristic | Mechanical | Heating Equipment | Heat Source Equipment | Others | Fuel
Building Description and Characteristic | Mechanical | Heating Equipment | Heat Source Equipment | Others | Specification | Capacity(kW)
Building Description and Characteristic | Mechanical | Heating Equipment | Heat Source Equipment | Others | Specification | Area(㎡)
Building Description and Characteristic | Mechanical | Heating Equipment | Heat Source Equipment | Others | Specification | Efficiency(%)
Building Description and Characteristic | Mechanical | Heating Equipment | Heat Source Equipment | Others | Installation Year and Month
Building Description and Characteristic | Mechanical | Heating Equipment | Heat Source Equipment | Others | quantity
Building Description and Characteristic | Mechanical | Heating Equipment | Heat Source Equipment | Others | Photographs | Equipment
Building Description and Characteristic | Mechanical | Heating Equipment | Heat Source Equipment | Others | Photographs | Specification
Building Description and Characteristic | Mechanical | Heating Equipment | Supply Equipment | Equipment Number
Building Description and Characteristic | Mechanical | Heating Equipment | Supply Equipment | Connected Heat Source Equipment
Building Description and Characteristic | Mechanical | Heating Equipment | Supply Equipment | Type | EHP
Building Description and Characteristic | Mechanical | Heating Equipment | Supply Equipment | Type | FCU(Ceiling)
Building Description and Characteristic | Mechanical | Heating Equipment | Supply Equipment | Type | FCU(Floor)
Building Description and Characteristic | Mechanical | Heating Equipment | Supply Equipment | Type | AHU(Diffuser)
Building Description and Characteristic | Mechanical | Heating Equipment | Supply Equipment | Type | Radiator
Building Description and Characteristic | Mechanical | Heating Equipment | Supply Equipment | Type | Others
Building Description and Characteristic | Mechanical | Heating Equipment | Supply Equipment | Specification | Capacity(kW)
Building Description and Characteristic | Mechanical | Heating Equipment | Supply Equipment | Installation Year and Month
Building Description and Characteristic | Mechanical | Heating Equipment | Supply Equipment | quantity
Building Description and Characteristic | Mechanical | Heating Equipment | Supply Equipment | Range of Use | Floor
Building Description and Characteristic | Mechanical | Heating Equipment | Supply Equipment | Range of Use | All
Building Description and Characteristic | Mechanical | Heating Equipment | Supply Equipment | Range of Use | Parts
Building Description and Characteristic | Mechanical | Heating Equipment | Supply Equipment | Range of Use | Others
Building Description and Characteristic | Mechanical | Heating Equipment | Supply Equipment | Photographs | Equipment
Building Description and Characteristic | Mechanical | Heating Equipment | Supply Equipment | Photographs | Specification
Building Description and Characteristic | Mechanical | Heating Equipment | Floor Heating | Equipment Number
Building Description and Characteristic | Mechanical | Heating Equipment | Floor Heating | Range of Use | Floor
Building Description and Characteristic | Mechanical | Heating Equipment | Floor Heating | Range of Use | All
Building Description and Characteristic | Mechanical | Heating Equipment | Floor Heating | Range of Use | Parts
Building Description and Characteristic | Mechanical | Heating Equipment | Floor Heating | Range of Use | Others
Building Description and Characteristic | Mechanical | Heating Equipment | Floor Heating | Type | Gas
Building Description and Characteristic | Mechanical | Heating Equipment | Floor Heating | Type | Oil
Building Description and Characteristic | Mechanical | Heating Equipment | Floor Heating | Type | Electric
Building Description and Characteristic | Mechanical | Heating Equipment | Floor Heating | Type | Hot Water Circulation
Building Description and Characteristic | Mechanical | Heating Equipment | Floor Heating | Type | Others
Building Description and Characteristic | Mechanical | Heating Equipment | Floor Heating | Specification | Capacity(kW)
Building Description and Characteristic | Mechanical | Heating Equipment | Floor Heating | Specification | Area(㎡)
Building Description and Characteristic | Mechanical | Heating Equipment | Floor Heating | Specification | Efficiency(%)
Building Description and Characteristic | Mechanical | Heating Equipment | Floor Heating | Distributor | Location
Building Description and Characteristic | Mechanical | Heating Equipment | Floor Heating | Distributor | quantity
Building Description and Characteristic | Mechanical | Heating Equipment | Floor Heating | Installation Year and Month
Building Description and Characteristic | Mechanical | Heating Equipment | Floor Heating | quantity
Building Description and Characteristic | Mechanical | Heating Equipment | Floor Heating | Photographs | Equipment
Building Description and Characteristic | Mechanical | Heating Equipment | Floor Heating | Photographs | Specification
Building Description and Characteristic | Mechanical | Cooling Equipment | Heat Source Equipment | Equipment Number
Building Description and Characteristic | Mechanical | Cooling Equipment | Heat Source Equipment | Heatpump | Range of Use | Floor
Building Description and Characteristic | Mechanical | Cooling Equipment | Heat Source Equipment | Heatpump | Range of Use | Room
Building Description and Characteristic | Mechanical | Cooling Equipment | Heat Source Equipment | Heatpump | Type | EHP
Building Description and Characteristic | Mechanical | Cooling Equipment | Heat Source Equipment | Heatpump | Type | GHP
Building Description and Characteristic | Mechanical | Cooling Equipment | Heat Source Equipment | Heatpump | Type | Others
Building Description and Characteristic | Mechanical | Cooling Equipment | Heat Source Equipment | Heatpump | Fuel | Electric
Building Description and Characteristic | Mechanical | Cooling Equipment | Heat Source Equipment | Heatpump | Fuel | LNG
Building Description and Characteristic | Mechanical | Cooling Equipment | Heat Source Equipment | Heatpump | Fuel | LPG
Building Description and Characteristic | Mechanical | Cooling Equipment | Heat Source Equipment | Heatpump | Fuel | Others
Building Description and Characteristic | Mechanical | Cooling Equipment | Heat Source Equipment | Heatpump | Installation Type | Multi Type
Building Description and Characteristic | Mechanical | Cooling Equipment | Heat Source Equipment | Heatpump | Installation Type | Single Type
Building Description and Characteristic | Mechanical | Cooling Equipment | Heat Source Equipment | Heatpump | Specification | Capacity(kW) | Heating
Building Description and Characteristic | Mechanical | Cooling Equipment | Heat Source Equipment | Heatpump | Specification | Capacity(kW) | Cooling
Building Description and Characteristic | Mechanical | Cooling Equipment | Heat Source Equipment | Heatpump | Specification | COP | Heating
Building Description and Characteristic | Mechanical | Cooling Equipment | Heat Source Equipment | Heatpump | Specification | COP | Cooling
Building Description and Characteristic | Mechanical | Cooling Equipment | Heat Source Equipment | Heatpump | Installation Year and Month
Building Description and Characteristic | Mechanical | Cooling Equipment | Heat Source Equipment | Heatpump | Quantity
Building Description and Characteristic | Mechanical | Cooling Equipment | Heat Source Equipment | Heatpump | Photographs | Equipment
Building Description and Characteristic | Mechanical | Cooling Equipment | Heat Source Equipment | Heatpump | Photographs | Specification
Building Description and Characteristic | Mechanical | Cooling Equipment | Heat Source Equipment | Chiller | Equipment Number
Building Description and Characteristic | Mechanical | Cooling Equipment | Heat Source Equipment | Chiller | Range of Use | Floor
Building Description and Characteristic | Mechanical | Cooling Equipment | Heat Source Equipment | Chiller | Range of Use | Room
Building Description and Characteristic | Mechanical | Cooling Equipment | Heat Source Equipment | Chiller | Fuel | LNG
Building Description and Characteristic | Mechanical | Cooling Equipment | Heat Source Equipment | Chiller | Fuel | LPG
Building Description and Characteristic | Mechanical | Cooling Equipment | Heat Source Equipment | Chiller | Fuel | Natural Gas
Building Description and Characteristic | Mechanical | Cooling Equipment | Heat Source Equipment | Chiller | Fuel | Electric
Building Description and Characteristic | Mechanical | Cooling Equipment | Heat Source Equipment | Chiller | Type | Compression Type
Building Description and Characteristic | Mechanical | Cooling Equipment | Heat Source Equipment | Chiller | Type | Absortion Type
Building Description and Characteristic | Mechanical | Cooling Equipment | Heat Source Equipment | Chiller | Specification | Capacity(kW)
Building Description and Characteristic | Mechanical | Cooling Equipment | Heat Source Equipment | Chiller | Specification | Power Consumption(kW)
Building Description and Characteristic | Mechanical | Cooling Equipment | Heat Source Equipment | Chiller | Specification | Cooling System | Air-Cooling
Building Description and Characteristic | Mechanical | Cooling Equipment | Heat Source Equipment | Chiller | Specification | Cooling System | Water-Cooling
Building Description and Characteristic | Mechanical | Cooling Equipment | Heat Source Equipment | Chiller | Specification | Chilled Water Circulating Pump Capacity(kW)
Building Description and Characteristic | Mechanical | Cooling Equipment | Heat Source Equipment | Chiller | Specification | Coolant Pump Capacity(kW)
Building Description and Characteristic | Mechanical | Cooling Equipment | Heat Source Equipment | Chiller | Specification | Chilled Water Supply Temperature(℃)
Building Description and Characteristic | Mechanical | Cooling Equipment | Heat Source Equipment | Chiller | Specification | Chilled Water Recovery Temperature(℃)
Building Description and Characteristic | Mechanical | Cooling Equipment | Heat Source Equipment | Chiller | Specification | Gas Consumption(N㎥/hr)
Building Description and Characteristic | Mechanical | Cooling Equipment | Heat Source Equipment | Chiller | Cooling Tower Type | Evaporative Type
Building Description and Characteristic | Mechanical | Cooling Equipment | Heat Source Equipment | Chiller | Cooling Tower Type | Dry Type
Building Description and Characteristic | Mechanical | Cooling Equipment | Heat Source Equipment | Chiller | Cooling Tower Type | Closed Type
Building Description and Characteristic | Mechanical | Cooling Equipment | Heat Source Equipment | Chiller | Installation Year and Month
Building Description and Characteristic | Mechanical | Cooling Equipment | Heat Source Equipment | Chiller | Quantity
Building Description and Characteristic | Mechanical | Cooling Equipment | Heat Source Equipment | Chiller | Photographs | Equipment
Building Description and Characteristic | Mechanical | Cooling Equipment | Heat Source Equipment | Chiller | Photographs | Specification
Building Description and Characteristic | Mechanical | Cooling Equipment | Heat Source Equipment | District Cooling | Equipment Number
Building Description and Characteristic | Mechanical | Cooling Equipment | Heat Source Equipment | District Cooling | Specification | Cooling Capacity(kW)
Building Description and Characteristic | Mechanical | Cooling Equipment | Heat Source Equipment | District Cooling | Specification | Strorage Capacity(l)
Building Description and Characteristic | Mechanical | Cooling Equipment | Heat Source Equipment | District Cooling | Specification | Efficiency(%)
Building Description and Characteristic | Mechanical | Cooling Equipment | Heat Source Equipment | District Cooling | Specification | Pump Power(kW)
Building Description and Characteristic | Mechanical | Cooling Equipment | Heat Source Equipment | Others | Equipment Number
Building Description and Characteristic | Mechanical | Cooling Equipment | Heat Source Equipment | Others | Equipment Name
Building Description and Characteristic | Mechanical | Cooling Equipment | Heat Source Equipment | Others | Range of Use | Floor
Building Description and Characteristic | Mechanical | Cooling Equipment | Heat Source Equipment | Others | Range of Use | Room
Building Description and Characteristic | Mechanical | Cooling Equipment | Heat Source Equipment | Others | Fuel
Building Description and Characteristic | Mechanical | Cooling Equipment | Heat Source Equipment | Others | Specification | Capacity(kW)
Building Description and Characteristic | Mechanical | Cooling Equipment | Heat Source Equipment | Others | Specification | Efficiency(%)
Building Description and Characteristic | Mechanical | Cooling Equipment | Heat Source Equipment | Others | Specification | COP
Building Description and Characteristic | Mechanical | Cooling Equipment | Heat Source Equipment | Others | Specification | Others
Building Description and Characteristic | Mechanical | Cooling Equipment | Heat Source Equipment | Others | Installation Year and Month
Building Description and Characteristic | Mechanical | Cooling Equipment | Heat Source Equipment | Others | Photographs | Equipment
Building Description and Characteristic | Mechanical | Cooling Equipment | Heat Source Equipment | Others | Photographs | Specification
Building Description and Characteristic | Mechanical | Cooling Equipment | Supply Equipment | Equipment Number
Building Description and Characteristic | Mechanical | Cooling Equipment | Supply Equipment | Connected Heat Source Equipment
Building Description and Characteristic | Mechanical | Cooling Equipment | Supply Equipment | Type | EHP
Building Description and Characteristic | Mechanical | Cooling Equipment | Supply Equipment | Type | FCU(Ceiling)
Building Description and Characteristic | Mechanical | Cooling Equipment | Supply Equipment | Type | FCU(Floor)
Building Description and Characteristic | Mechanical | Cooling Equipment | Supply Equipment | Type | AHU(Diffuser)
Building Description and Characteristic | Mechanical | Cooling Equipment | Supply Equipment | Type | Radiator
Building Description and Characteristic | Mechanical | Cooling Equipment | Supply Equipment | Type | Others
Building Description and Characteristic | Mechanical | Cooling Equipment | Supply Equipment | Specification | Capacity(kW)
Building Description and Characteristic | Mechanical | Cooling Equipment | Supply Equipment | Installation Year and Month
Building Description and Characteristic | Mechanical | Cooling Equipment | Supply Equipment | quantity
Building Description and Characteristic | Mechanical | Cooling Equipment | Supply Equipment | Range of Use | Floor
Building Description and Characteristic | Mechanical | Cooling Equipment | Supply Equipment | Range of Use | All
Building Description and Characteristic | Mechanical | Cooling Equipment | Supply Equipment | Range of Use | Parts
Building Description and Characteristic | Mechanical | Cooling Equipment | Supply Equipment | Range of Use | Others
Building Description and Characteristic | Mechanical | Cooling Equipment | Supply Equipment | Photographs | Equipment
Building Description and Characteristic | Mechanical | Cooling Equipment | Supply Equipment | Photographs | Specification
Building Description and Characteristic | Mechanical | Hot Water Equipment | Heat Source Equipment | Boiler | Equipment Number
Building Description and Characteristic | Mechanical | Hot Water Equipment | Heat Source Equipment | Boiler | Range of Use | Floor
Building Description and Characteristic | Mechanical | Hot Water Equipment | Heat Source Equipment | Boiler | Range of Use | All
Building Description and Characteristic | Mechanical | Hot Water Equipment | Heat Source Equipment | Boiler | Range of Use | Parts
Building Description and Characteristic | Mechanical | Hot Water Equipment | Heat Source Equipment | Boiler | Fuel | Oil
Building Description and Characteristic | Mechanical | Hot Water Equipment | Heat Source Equipment | Boiler | Fuel | District Heating
Building Description and Characteristic | Mechanical | Hot Water Equipment | Heat Source Equipment | Boiler | Fuel | Electric
Building Description and Characteristic | Mechanical | Hot Water Equipment | Heat Source Equipment | Boiler | Fuel | LNG
Building Description and Characteristic | Mechanical | Hot Water Equipment | Heat Source Equipment | Boiler | Fuel | LPG
Building Description and Characteristic | Mechanical | Hot Water Equipment | Heat Source Equipment | Boiler | Fuel | Others
Building Description and Characteristic | Mechanical | Hot Water Equipment | Heat Source Equipment | Boiler | Operation | Hot Water
Building Description and Characteristic | Mechanical | Hot Water Equipment | Heat Source Equipment | Boiler | Operation | Heating + Hot Water
Building Description and Characteristic | Mechanical | Hot Water Equipment | Heat Source Equipment | Boiler | Type | General
Building Description and Characteristic | Mechanical | Hot Water Equipment | Heat Source Equipment | Boiler | Type | Condensing
Building Description and Characteristic | Mechanical | Hot Water Equipment | Heat Source Equipment | Boiler | Specification | Capacity(kW)
Building Description and Characteristic | Mechanical | Hot Water Equipment | Heat Source Equipment | Boiler | Specification | Power Consumption(kW)
Building Description and Characteristic | Mechanical | Hot Water Equipment | Heat Source Equipment | Boiler | Specification | Gas Consumption(N㎥/hr)
Building Description and Characteristic | Mechanical | Hot Water Equipment | Heat Source Equipment | Boiler | Specification | Circulating Pump Capacity(kW)
Building Description and Characteristic | Mechanical | Hot Water Equipment | Heat Source Equipment | Boiler | Specification | Heating Water Supply Temperature(℃)
Building Description and Characteristic | Mechanical | Hot Water Equipment | Heat Source Equipment | Boiler | Specification | Heating Return Water Temperature(℃)
Building Description and Characteristic | Mechanical | Hot Water Equipment | Heat Source Equipment | Boiler | Specification | Strorage Capacity(l)
Building Description and Characteristic | Mechanical | Hot Water Equipment | Heat Source Equipment | Boiler | Specification | Efficiency(%)
Building Description and Characteristic | Mechanical | Hot Water Equipment | Heat Source Equipment | Boiler | Specification | Pump Power(kW)
Building Description and Characteristic | Mechanical | Hot Water Equipment | Heat Source Equipment | Boiler | Installation Year and Month
Building Description and Characteristic | Mechanical | Hot Water Equipment | Heat Source Equipment | Boiler | Quantity
Building Description and Characteristic | Mechanical | Hot Water Equipment | Heat Source Equipment | Boiler | Photographs | Equipment
Building Description and Characteristic | Mechanical | Hot Water Equipment | Heat Source Equipment | Boiler | Photographs | Specification
Building Description and Characteristic | Mechanical | Hot Water Equipment | Heat Source Equipment | Others | Equipment Number
Building Description and Characteristic | Mechanical | Hot Water Equipment | Heat Source Equipment | Others | Equipment Name
Building Description and Characteristic | Mechanical | Hot Water Equipment | Heat Source Equipment | Others | Range of Use | Floor
Building Description and Characteristic | Mechanical | Hot Water Equipment | Heat Source Equipment | Others | Range of Use | Room
Building Description and Characteristic | Mechanical | Hot Water Equipment | Heat Source Equipment | Others | Fuel
Building Description and Characteristic | Mechanical | Hot Water Equipment | Heat Source Equipment | Others | Specification | Capacity(kW)
Building Description and Characteristic | Mechanical | Hot Water Equipment | Heat Source Equipment | Others | Specification | Efficiency(%)
Building Description and Characteristic | Mechanical | Hot Water Equipment | Heat Source Equipment | Others | Specification | COP
Building Description and Characteristic | Mechanical | Hot Water Equipment | Heat Source Equipment | Others | Specification | Others
Building Description and Characteristic | Mechanical | Hot Water Equipment | Heat Source Equipment | Others | Installation Year and Month
Building Description and Characteristic | Mechanical | Hot Water Equipment | Heat Source Equipment | Others | Photographs | Equipment
Building Description and Characteristic | Mechanical | Hot Water Equipment | Heat Source Equipment | Others | Photographs | Specification
Building Description and Characteristic | Mechanical | Hot Water Equipment | Supply Equipment | Electric Water Heater | Equipment Number
Building Description and Characteristic | Mechanical | Hot Water Equipment | Supply Equipment | Electric Water Heater | Specification | Capacity(kW)
Building Description and Characteristic | Mechanical | Hot Water Equipment | Supply Equipment | Electric Water Heater | Specification | Storage Capacity(l)
Building Description and Characteristic | Mechanical | Hot Water Equipment | Supply Equipment | Electric Water Heater | Specification | Efficiency(%)
Building Description and Characteristic | Mechanical | Hot Water Equipment | Supply Equipment | Electric Water Heater | Installation Year and Month
Building Description and Characteristic | Mechanical | Hot Water Equipment | Supply Equipment | Electric Water Heater | Quantity
Building Description and Characteristic | Mechanical | Hot Water Equipment | Supply Equipment | Electric Water Heater | Photographs | Equipment
Building Description and Characteristic | Mechanical | Hot Water Equipment | Supply Equipment | Electric Water Heater | Photographs | Specification
Building Description and Characteristic | Mechanical | Hot Water Equipment | Supply Equipment | Others | Equipment Number
Building Description and Characteristic | Mechanical | Hot Water Equipment | Supply Equipment | Others | Equipment Name
Building Description and Characteristic | Mechanical | Hot Water Equipment | Supply Equipment | Others | Fuel
Building Description and Characteristic | Mechanical | Hot Water Equipment | Supply Equipment | Others | Specification | Capacity(kW)
Building Description and Characteristic | Mechanical | Hot Water Equipment | Supply Equipment | Others | Specification | Storage Capacity(l)
Building Description and Characteristic | Mechanical | Hot Water Equipment | Supply Equipment | Others | Specification | Efficiency(%)
Building Description and Characteristic | Mechanical | Hot Water Equipment | Supply Equipment | Others | Specification | Others
Building Description and Characteristic | Mechanical | Hot Water Equipment | Supply Equipment | Others | Installation Year and Month
Building Description and Characteristic | Mechanical | Hot Water Equipment | Supply Equipment | Others | Quantity
Building Description and Characteristic | Mechanical | Hot Water Equipment | Supply Equipment | Others | Photographs | Equipment
Building Description and Characteristic | Mechanical | Hot Water Equipment | Supply Equipment | Others | Photographs | Specification
Building Description and Characteristic | Mechanical | Ventilation Equipment | Heat Recovery Ventilation | Equipment Number
Building Description and Characteristic | Mechanical | Ventilation Equipment | Heat Recovery Ventilation | Existing Installation Status
Building Description and Characteristic | Mechanical | Ventilation Equipment | Heat Recovery Ventilation | Location
Building Description and Characteristic | Mechanical | Ventilation Equipment | Heat Recovery Ventilation | System Type | Constant Air Volume
Building Description and Characteristic | Mechanical | Ventilation Equipment | Heat Recovery Ventilation | System Type | Variable Air Volume
Building Description and Characteristic | Mechanical | Ventilation Equipment | Heat Recovery Ventilation | System Type | Ventilationh
Building Description and Characteristic | Mechanical | Ventilation Equipment | Heat Recovery Ventilation | Humidification Type | No Humidification
Building Description and Characteristic | Mechanical | Ventilation Equipment | Heat Recovery Ventilation | Humidification Type | Humidification Possible
Building Description and Characteristic | Mechanical | Ventilation Equipment | Heat Recovery Ventilation | Humidification Type | Steam Humidification
Building Description and Characteristic | Mechanical | Ventilation Equipment | Heat Recovery Ventilation | Humidification Type | Mist Humidifacation
Building Description and Characteristic | Mechanical | Ventilation Equipment | Heat Recovery Ventilation | Return Air | Possible
Building Description and Characteristic | Mechanical | Ventilation Equipment | Heat Recovery Ventilation | Return Air | Impossible
Building Description and Characteristic | Mechanical | Ventilation Equipment | Heat Recovery Ventilation | Outside Air Cooling | Possible
Building Description and Characteristic | Mechanical | Ventilation Equipment | Heat Recovery Ventilation | Outside Air Cooling | Impossible
Building Description and Characteristic | Mechanical | Ventilation Equipment | Heat Recovery Ventilation | Type of Heat Exchange | Total Heat
Building Description and Characteristic | Mechanical | Ventilation Equipment | Heat Recovery Ventilation | Type of Heat Exchange | Sensible Heat
Building Description and Characteristic | Mechanical | Ventilation Equipment | Heat Recovery Ventilation | Specification | Heat Recovery Rate(%) | Heating
Building Description and Characteristic | Mechanical | Ventilation Equipment | Heat Recovery Ventilation | Specification | Heat Recovery Rate(%) | Cooling
Building Description and Characteristic | Mechanical | Ventilation Equipment | Heat Recovery Ventilation | Specification | Supply Air Volume(CMH)
Building Description and Characteristic | Mechanical | Ventilation Equipment | Heat Recovery Ventilation | Specification | Exhaust Air Volume(CMH)
Building Description and Characteristic | Mechanical | Ventilation Equipment | Heat Recovery Ventilation | Specification | Supply Air Static Pressure(Pa)
Building Description and Characteristic | Mechanical | Ventilation Equipment | Heat Recovery Ventilation | Specification | Exhaust Air Static Pressure(Pa)
Building Description and Characteristic | Mechanical | Ventilation Equipment | Heat Recovery Ventilation | Specification | Supply Air Power(kW)
Building Description and Characteristic | Mechanical | Ventilation Equipment | Heat Recovery Ventilation | Specification | Exhaust Air Power(kW)
Building Description and Characteristic | Mechanical | Ventilation Equipment | Heat Recovery Ventilation | Installation Year and Month
Building Description and Characteristic | Mechanical | Ventilation Equipment | Heat Recovery Ventilation | Quantity
Building Description and Characteristic | Mechanical | Ventilation Equipment | Heat Recovery Ventilation | Photographs | Equipment
Building Description and Characteristic | Mechanical | Ventilation Equipment | Heat Recovery Ventilation | Photographs | Specification
Building Description and Characteristic | Mechanical | Ventilation Equipment | AHU | Equipment Number
Building Description and Characteristic | Mechanical | Ventilation Equipment | AHU | System Type | Constant Air Volume
Building Description and Characteristic | Mechanical | Ventilation Equipment | AHU | System Type | Variable Air Volume
Building Description and Characteristic | Mechanical | Ventilation Equipment | AHU | System Type | Ventilationh
Building Description and Characteristic | Mechanical | Ventilation Equipment | AHU | Humidification Type | No Humidification
Building Description and Characteristic | Mechanical | Ventilation Equipment | AHU | Humidification Type | Humidification Possible
Building Description and Characteristic | Mechanical | Ventilation Equipment | AHU | Humidification Type | Steam Humidification
Building Description and Characteristic | Mechanical | Ventilation Equipment | AHU | Humidification Type | Mist Humidifacation
Building Description and Characteristic | Mechanical | Ventilation Equipment | AHU | Return Air | Possible
Building Description and Characteristic | Mechanical | Ventilation Equipment | AHU | Return Air | Impossible
Building Description and Characteristic | Mechanical | Ventilation Equipment | AHU | Outside Air Cooling | Possible
Building Description and Characteristic | Mechanical | Ventilation Equipment | AHU | Outside Air Cooling | Impossible
Building Description and Characteristic | Mechanical | Ventilation Equipment | AHU | Type of Heat Exchange | Total Heat
Building Description and Characteristic | Mechanical | Ventilation Equipment | AHU | Type of Heat Exchange | Sensible Heat
Building Description and Characteristic | Mechanical | Ventilation Equipment | AHU | Specification | Heat Recovery Rate(%) | Heating
Building Description and Characteristic | Mechanical | Ventilation Equipment | AHU | Specification | Heat Recovery Rate(%) | Cooling
Building Description and Characteristic | Mechanical | Ventilation Equipment | AHU | Specification | Supply Air Volume(CMH)
Building Description and Characteristic | Mechanical | Ventilation Equipment | AHU | Specification | Exhaust Air Volume(CMH)
Building Description and Characteristic | Mechanical | Ventilation Equipment | AHU | Specification | Supply Air Static Pressure(Pa)
Building Description and Characteristic | Mechanical | Ventilation Equipment | AHU | Specification | Exhaust Air Static Pressure(Pa)
Building Description and Characteristic | Mechanical | Ventilation Equipment | AHU | Specification | Supply Air Power(kW)
Building Description and Characteristic | Mechanical | Ventilation Equipment | AHU | Specification | Exhaust Air Power(kW)
Building Description and Characteristic | Mechanical | Ventilation Equipment | AHU | Installation Year and Month
Building Description and Characteristic | Mechanical | Ventilation Equipment | AHU | Quantity
Building Description and Characteristic | Mechanical | Ventilation Equipment | AHU | Photographs | Equipment
Building Description and Characteristic | Mechanical | Ventilation Equipment | AHU | Photographs | Specification
Building Description and Characteristic | Mechanical | Ventilation Equipment | FAN | Equipment Number
Building Description and Characteristic | Mechanical | Ventilation Equipment | FAN | System Type | Constant Air Volume
Building Description and Characteristic | Mechanical | Ventilation Equipment | FAN | System Type | Variable Air Volume
Building Description and Characteristic | Mechanical | Ventilation Equipment | FAN | System Type | Ventilationh
Building Description and Characteristic | Mechanical | Ventilation Equipment | FAN | Specification | Supply Air Volume(CMH)
Building Description and Characteristic | Mechanical | Ventilation Equipment | FAN | Specification | Exhaust Air Volume(CMH)
Building Description and Characteristic | Mechanical | Ventilation Equipment | FAN | Specification | Supply Air Static Pressure(Pa)
Building Description and Characteristic | Mechanical | Ventilation Equipment | FAN | Specification | Exhaust Air Static Pressure(Pa)
Building Description and Characteristic | Mechanical | Ventilation Equipment | FAN | Specification | Supply Air Power(kW)
Building Description and Characteristic | Mechanical | Ventilation Equipment | FAN | Specification | Exhaust Air Power(kW)
Building Description and Characteristic | Mechanical | Ventilation Equipment | FAN | Installation Year and Month
Building Description and Characteristic | Mechanical | Ventilation Equipment | FAN | Quantity
Building Description and Characteristic | Mechanical | Ventilation Equipment | FAN | Photographs | Equipment
Building Description and Characteristic | Mechanical | Ventilation Equipment | FAN | Photographs | Specification
Building Description and Characteristic | Electrical | Lighting Equipment | Lighting Overview | Light Capacity(W) | Fluorescent Light
Building Description and Characteristic | Electrical | Lighting Equipment | Lighting Overview | Light Capacity(W) | LED
Building Description and Characteristic | Electrical | Lighting Equipment | Lighting Overview | Light Capacity(W) | Others
Building Description and Characteristic | Electrical | Lighting Equipment | Equipment Number
Building Description and Characteristic | Electrical | Lighting Equipment | Location
Building Description and Characteristic | Electrical | Lighting Equipment | Type | Fluorescent Light
Building Description and Characteristic | Electrical | Lighting Equipment | Type | LED
Building Description and Characteristic | Electrical | Lighting Equipment | Type | Others
Building Description and Characteristic | Electrical | Lighting Equipment | Power(W)
Building Description and Characteristic | Electrical | Lighting Equipment | Quantity(EA)
Building Description and Characteristic | Electrical | Lighting Equipment | Control Type | Manual Local Control
Building Description and Characteristic | Electrical | Lighting Equipment | Control Type | Occupants Sensor
Building Description and Characteristic | Electrical | Lighting Equipment | Control Type | Photoresistor Sensor
Building Description and Characteristic | Electrical | Lighting Equipment | Control Type | Dimming Sensor
Building Description and Characteristic | Electrical | Lighting Equipment | Control Type | Central Control
Building Description and Characteristic | Electrical | Lighting Equipment | Photographs | Equipment
Building Description and Characteristic | Renewable Energy | Sunlight Generation | Equipment Number
Building Description and Characteristic | Renewable Energy | Sunlight Generation | Existing Installation Status
Building Description and Characteristic | Renewable Energy | Sunlight Generation | Type | PV
Building Description and Characteristic | Renewable Energy | Sunlight Generation | Type | BIPV
Building Description and Characteristic | Renewable Energy | Sunlight Generation | Power Generation Capacity(kW)
Building Description and Characteristic | Renewable Energy | Sunlight Generation | Area(㎡)
Building Description and Characteristic | Renewable Energy | Sunlight Generation | Tilt | Horizontal
Building Description and Characteristic | Renewable Energy | Sunlight Generation | Tilt | Vertical
Building Description and Characteristic | Renewable Energy | Sunlight Generation | Tilt | 45°
Building Description and Characteristic | Renewable Energy | Sunlight Generation | Orientation | West
Building Description and Characteristic | Renewable Energy | Sunlight Generation | Orientation | South
Building Description and Characteristic | Renewable Energy | Sunlight Generation | Orientation | East
Building Description and Characteristic | Renewable Energy | Sunlight Generation | Orientation | South-West
Building Description and Characteristic | Renewable Energy | Sunlight Generation | Orientation | South-East
Building Description and Characteristic | Renewable Energy | Sunlight Generation | Specification | PV Module Type | Monocrystalline
Building Description and Characteristic | Renewable Energy | Sunlight Generation | Specification | PV Module Type | Polycrystalline
Building Description and Characteristic | Renewable Energy | Sunlight Generation | Specification | Efficiency(%)
Building Description and Characteristic | Renewable Energy | Sunlight Generation | Specification | PV Application Type | Contat Type
Building Description and Characteristic | Renewable Energy | Sunlight Generation | Specification | PV Application Type | Rear Ventilation Type
Building Description and Characteristic | Renewable Energy | Sunlight Generation | Specification | PV Application Type | Mechanical Ventilation Type
Building Description and Characteristic | Renewable Energy | Sunlight Generation | Installation Year and Month
Building Description and Characteristic | Renewable Energy | Sunlight Generation | Photographs | Equipment
Building Description and Characteristic | Renewable Energy | Sunlight Generation | Photographs | Specification
Building Description and Characteristic | Renewable Energy | Solar thermal Generation | Equipment Number
Building Description and Characteristic | Renewable Energy | Solar thermal Generation | Operation | Hot Water
Building Description and Characteristic | Renewable Energy | Solar thermal Generation | Operation | Heating + Hot Water
Building Description and Characteristic | Renewable Energy | Solar thermal Generation | Solar Collector Type | Flat Plate Type
Building Description and Characteristic | Renewable Energy | Solar thermal Generation | Solar Collector Type | Vacuum Tube Tyle
Building Description and Characteristic | Renewable Energy | Solar thermal Generation | Area(㎡)
Building Description and Characteristic | Renewable Energy | Solar thermal Generation | Orientation | West
Building Description and Characteristic | Renewable Energy | Solar thermal Generation | Orientation | South
Building Description and Characteristic | Renewable Energy | Solar thermal Generation | Orientation | East
Building Description and Characteristic | Renewable Energy | Solar thermal Generation | Orientation | South-West
Building Description and Characteristic | Renewable Energy | Solar thermal Generation | Orientation | South-East
Building Description and Characteristic | Renewable Energy | Solar thermal Generation | Specification | Heat Collection Efficiency(%)
Building Description and Characteristic | Renewable Energy | Solar thermal Generation | Specification | Solar Pump Power(W)
Building Description and Characteristic | Renewable Energy | Solar thermal Generation | Specification | Tank Volume(l) | Hot Water
Building Description and Characteristic | Renewable Energy | Solar thermal Generation | Specification | Tank Volume(l) | Heating
Building Description and Characteristic | Renewable Energy | Solar thermal Generation | Heat Storage Tank Installation Site | Heating Area
Building Description and Characteristic | Renewable Energy | Solar thermal Generation | Heat Storage Tank Installation Site | Non-Heating Area
Building Description and Characteristic | Renewable Energy | Solar thermal Generation | Heat Storage Tank Installation Site | External Space
Building Description and Characteristic | Renewable Energy | Solar thermal Generation | Installation Year and Month
Building Description and Characteristic | Renewable Energy | Solar thermal Generation | Photographs | Equipment
Building Description and Characteristic | Renewable Energy | Solar thermal Generation | Photographs | Specification
Building Description and Characteristic | Renewable Energy | Geothermal Power Generation | Equipment Number
Building Description and Characteristic | Renewable Energy | Geothermal Power Generation | Operation | Heating
Building Description and Characteristic | Renewable Energy | Geothermal Power Generation | Operation | Hot Water
Building Description and Characteristic | Renewable Energy | Geothermal Power Generation | Operation | Heating + Hot Water
Building Description and Characteristic | Renewable Energy | Geothermal Power Generation | Operation | Cooling
Building Description and Characteristic | Renewable Energy | Geothermal Power Generation | Operation | Heating + Cooling
Building Description and Characteristic | Renewable Energy | Geothermal Power Generation | Fuel | Oil
Building Description and Characteristic | Renewable Energy | Geothermal Power Generation | Fuel | Electric
Building Description and Characteristic | Renewable Energy | Geothermal Power Generation | Fuel | Natural Gas
Building Description and Characteristic | Renewable Energy | Geothermal Power Generation | Fuel | LNG
Building Description and Characteristic | Renewable Energy | Geothermal Power Generation | Specification | Capacity(kW) | Heating
Building Description and Characteristic | Renewable Energy | Geothermal Power Generation | Specification | Capacity(kW) | Cooling
Building Description and Characteristic | Renewable Energy | Geothermal Power Generation | Specification | Power Consumption(kW) | Heating
Building Description and Characteristic | Renewable Energy | Geothermal Power Generation | Specification | Power Consumption(kW) | Cooling
Building Description and Characteristic | Renewable Energy | Geothermal Power Generation | Specification | Pump Capacity(kW) | First
Building Description and Characteristic | Renewable Energy | Geothermal Power Generation | Specification | Pump Capacity(kW) | Secondary
Building Description and Characteristic | Renewable Energy | Geothermal Power Generation | Installation Year and Month
Building Description and Characteristic | Renewable Energy | Geothermal Power Generation | Quantity(EA)
Building Description and Characteristic | Renewable Energy | Geothermal Power Generation | Photographs | Equipment
Building Description and Characteristic | Renewable Energy | Geothermal Power Generation | Photographs | Specification
Building Description and Characteristic | Renewable Energy | Others | Equipment Number
Building Description and Characteristic | Renewable Energy | Others | Equipment Name
Building Description and Characteristic | Renewable Energy | Others | Location | Floor
Building Description and Characteristic | Renewable Energy | Others | Location | Room
Building Description and Characteristic | Renewable Energy | Others | Specification | Capacity(kW)
Building Description and Characteristic | Renewable Energy | Others | Specification | Efficiency(%)
Building Description and Characteristic | Renewable Energy | Others | Specification | COP
Building Description and Characteristic | Renewable Energy | Others | Specification | Other Specification
Building Description and Characteristic | Renewable Energy | Others | Installation Year and Month
Building Description and Characteristic | Renewable Energy | Others | Quantity(EA)
Building Description and Characteristic | Renewable Energy | Others | Photographs | Equipment
Building Description and Characteristic | Renewable Energy | Others | Photographs | Specification
Building Description and Characteristic | BEMS | Central Monitoring | Status
Building Description and Characteristic | BEMS | Central Monitoring | Equipment Number
Building Description and Characteristic | BEMS | Central Monitoring | Contents
Building Description and Characteristic | BEMS | Central Monitoring | Photographs
Building Description and Characteristic | BEMS | Remote Meter Reading | Status
Building Description and Characteristic | BEMS | Remote Meter Reading | Equipment Number
Building Description and Characteristic | BEMS | Remote Meter Reading | Contents
Building Description and Characteristic | BEMS | Remote Meter Reading | Configuration Type
Building Description and Characteristic | BEMS | Remote Meter Reading | Photographs
Building Description and Characteristic | Asbestos | Asbestos Building | Status
Building Description and Characteristic | Asbestos | Asbestos Building | Management Number
Building Description and Characteristic | Asbestos | Asbestos Investigation | Investigation Status
Building Description and Characteristic | Asbestos | Asbestos Investigation | Investigation Company
Building Description and Characteristic | Asbestos | Asbestos Investigation | Date of Investigation
Building Related Documents | Building Register | Possession status
Building Related Documents | Building Register | Possession Type | Electronic Document
Building Related Documents | Building Register | Possession Type | Paper Document
Building Related Documents | Building Register | Possession Type | Others
Building Related Documents | Building Register | Attachment
Building Related Documents | Architecture Drawings | Possession status
Building Related Documents | Architecture Drawings | Possession Type | Electronic Document
Building Related Documents | Architecture Drawings | Possession Type | Paper Document
Building Related Documents | Architecture Drawings | Possession Type | Others
Building Related Documents | Architecture Drawings | Attachment
Building Related Documents | Mechanical Drawings | Possession status
Building Related Documents | Mechanical Drawings | Possession Type | Electronic Document
Building Related Documents | Mechanical Drawings | Possession Type | Paper Document
Building Related Documents | Mechanical Drawings | Possession Type | Others
Building Related Documents | Mechanical Drawings | Attachment
Building Related Documents | Electrical Drawing | Possession status
Building Related Documents | Electrical Drawing | Possession Type | Electronic Document
Building Related Documents | Electrical Drawing | Possession Type | Paper Document
Building Related Documents | Electrical Drawing | Possession Type | Others
Building Related Documents | Electrical Drawing | Attachment
Building Related Documents | Structural Reports | Possession status
Building Related Documents | Structural Reports | Possession Type | Electronic Document
Building Related Documents | Structural Reports | Possession Type | Paper Document
Building Related Documents | Structural Reports | Possession Type | Others
Building Related Documents | Structural Reports | Attachment
Building Related Documents | Asbestos Reports | Possession status
Building Related Documents | Asbestos Reports | Possession Type | Electronic Document
Building Related Documents | Asbestos Reports | Possession Type | Paper Document
Building Related Documents | Asbestos Reports | Possession Type | Others
Building Related Documents | Asbestos Reports | Attachment
Building Related Documents | Others | Possession status
Building Related Documents | Others | Possession Type | Electronic Document
Building Related Documents | Others | Possession Type | Paper Document
Building Related Documents | Others | Possession Type | Others
Building Related Documents | Others | Attachment
Green Remodeling Basic Information | Consulting Date
Green Remodeling Basic Information | The Person in Charge | Metropolitan Government | Manager Name
Green Remodeling Basic Information | The Person in Charge | Metropolitan Government | Telephone Number
Green Remodeling Basic Information | The Person in Charge | Metropolitan Government | E-mail
Green Remodeling Basic Information | The Person in Charge | Basic Local Government | Manager Name
Green Remodeling Basic Information | The Person in Charge | Basic Local Government | Telephone Number
Green Remodeling Basic Information | The Person in Charge | Basic Local Government | E-mail
Green Remodeling Basic Information | The Person in Charge | Basic Local Government | Target Building Management Experience
Green Remodeling Basic Information | The Person in Charge | Building Manager | Manager Name
Green Remodeling Basic Information | The Person in Charge | Building Manager | Telephone Number
Green Remodeling Basic Information | The Person in Charge | Building Manager | E-mail
Green Remodeling Basic Information | The Person in Charge | Building Manager | Target Building Management Experience
Green Remodeling Basic Information | The Person in Charge | Green Remodeling Consulting Company | Company Name
Green Remodeling Basic Information | The Person in Charge | Green Remodeling Consulting Company | Consultant Name
Green Remodeling Basic Information | The Person in Charge | Green Remodeling Consulting Company | Telephone Number
Green Remodeling Basic Information | The Person in Charge | Green Remodeling Consulting Company | E-mail
Green Remodeling Basic Information | Green Remodeling Range | Simple Facility Improvement
Green Remodeling Basic Information | Green Remodeling Range | Envelope + Facility Improvement
Green Remodeling Basic Information | Green Remodeling Range | Expansion or Floor Improvement
Green Remodeling Basic Information | Drawings | Drawing – Site Matching
Green Remodeling Basic Information | Drawings | Date of Drawing can be provided
Green Remodeling Basic Information | Additional Construction | Illegal Extension | Status
Green Remodeling Basic Information | Additional Construction | Illegal Extension | Improvement Method | Demolition
Green Remodeling Basic Information | Additional Construction | Illegal Extension | Improvement Method | Extention(Legalization)
Green Remodeling Basic Information | Additional Construction | Structural Reinforcement / Dismantling of Asbestos | Need for Improvement | Structural Reinforcement
Green Remodeling Basic Information | Additional Construction | Structural Reinforcement / Dismantling of Asbestos | Need for Improvement | Asbestos Demolition
Green Remodeling Basic Information | Additional Construction | Structural Reinforcement / Dismantling of Asbestos | Need for Improvement | Structural Reinforcement + Asbestos Demolition
Green Remodeling Basic Information | Additional Construction | Structural Reinforcement / Dismantling of Asbestos | Need for Improvement | N/A
Green Remodeling Basic Information | Additional Construction | Structural Reinforcement / Dismantling of Asbestos | Report Sent Date
Green Remodeling Basic Information | Remodeling Method | Residence Status
Green Remodeling Basic Information | Remodeling Method | Construction Period | Start Date
Green Remodeling Basic Information | Remodeling Method | Construction Period | End Date
Green Remodeling Basic Information | Remodeling Method | Non-residential Construction Confirmation | Whether the building is available for rent
Green Remodeling Basic Information | Remodeling Method | Non-residential Construction Confirmation | Tentative Move Plan | Migration Plan Status
Green Remodeling Basic Information | Remodeling Method | Non-residential Construction Confirmation | Tentative Move Plan | Migrant Buiding Name
Green Remodeling Basic Information | Remodeling Method | Non-residential Construction Confirmation | Tentative Move Plan | Measure for Migrant Buildings
Green Remodeling Basic Information | Cost Support | State Funding | Recognition Status
Green Remodeling Basic Information | Cost Support | Appropriate State Funding Range
Green Remodeling Basic Information | Improvement Consideration | Major Defects | Cracks | Contents
Green Remodeling Basic Information | Improvement Consideration | Major Defects | Cracks | Location
Green Remodeling Basic Information | Improvement Consideration | Major Defects | Water Leak | Contents
Green Remodeling Basic Information | Improvement Consideration | Major Defects | Water Leak | Location
Green Remodeling Basic Information | Improvement Consideration | Major Defects | Condensation/Mold | Contents
Green Remodeling Basic Information | Improvement Consideration | Major Defects | Condensation/Mold | Location
Green Remodeling Basic Information | Improvement Consideration | Major Defects | Others | Contents
Green Remodeling Basic Information | Improvement Consideration | Major Defects | Others | Location
Green Remodeling Basic Information | Improvement Consideration | Improvement Priority | Exterior Wall
Green Remodeling Basic Information | Improvement Consideration | Improvement Priority | Roof
Green Remodeling Basic Information | Improvement Consideration | Improvement Priority | Bottom Floor
Green Remodeling Basic Information | Improvement Consideration | Improvement Priority | Window
Green Remodeling Basic Information | Improvement Consideration | Improvement Priority | Door/Balcony
Green Remodeling Basic Information | Improvement Consideration | Improvement Priority | Heating Equipment
Green Remodeling Basic Information | Improvement Consideration | Improvement Priority | Cooling Equipment
Green Remodeling Basic Information | Improvement Consideration | Improvement Priority | Hot Water Equipment
Green Remodeling Basic Information | Improvement Consideration | Improvement Priority | Ventilation Equipment
Green Remodeling Basic Information | Improvement Consideration | Improvement Priority | Lighting Equipment
Green Remodeling Basic Information | Improvement Consideration | Improvement Priority | Renewable Energy
Green Remodeling Basic Information | Improvement Consideration | Improvement Priority | BEMS
Green Remodeling Basic Information | Improvement Consideration | Improvement Priority | Asbestos
Green Remodeling Basic Information | Improvement Consideration | Other Improvement Parts
Green Remodeling Basic Information | Improvement Consideration | Other Improvement Considerations | Status
Green Remodeling Basic Information | Improvement Consideration | Other Improvement Considerations | Others
Green Remodeling Basic Information | Other Government Support Project | Project Name | Fire Safety Performance Reinforcement
Green Remodeling Basic Information | Other Government Support Project | Project Name | Seismic Performance Reinforcement
Green Remodeling Basic Information | Other Government Support Project | Project Name | Daycare Center Functional Reinforcement
Green Remodeling Basic Information | Other Government Support Project | Project Name | Others
Green Remodeling Basic Information | Other Government Support Project | Project Date | Start Date
Green Remodeling Basic Information | Other Government Support Project | Project Date | End Date
Green Remodeling Basic Information | Other Government Support Project | Remarks
Green Remodeling Decision Making | Architecture | Exterior Wall | Site Number
Green Remodeling Decision Making | Architecture | Exterior Wall | Site Location
Green Remodeling Decision Making | Architecture | Exterior Wall | External Insulation | Construction Availability
Green Remodeling Decision Making | Architecture | Exterior Wall | External Insulation | Reason for Impossibility of Construction
Green Remodeling Decision Making | Architecture | Exterior Wall | Defective Items | Occurrence or Not
Green Remodeling Decision Making | Architecture | Exterior Wall | Defective Items | Defects and Finishes
Green Remodeling Decision Making | Architecture | Exterior Wall | Defective Items | Defects Contents
Green Remodeling Decision Making | Architecture | Exterior Wall | Defective Items | Photographs
Green Remodeling Decision Making | Architecture | Exterior Wall | Improvement Status | Necessary
Green Remodeling Decision Making | Architecture | Exterior Wall | Improvement Status | Unnecessary
Green Remodeling Decision Making | Architecture | Exterior Wall | Deterioration Level Evaluation | Good
Green Remodeling Decision Making | Architecture | Exterior Wall | Deterioration Level Evaluation | Normal
Green Remodeling Decision Making | Architecture | Exterior Wall | Deterioration Level Evaluation | Poor |  |  | 하자사항에 대한 사진 첨부
Green Remodeling Decision Making | Architecture | Roof | Site Number
Green Remodeling Decision Making | Architecture | Roof | Site Location
Green Remodeling Decision Making | Architecture | Roof | External Insulation | Construction Availability
Green Remodeling Decision Making | Architecture | Roof | External Insulation | Reason for Impossibility of Construction
Green Remodeling Decision Making | Architecture | Roof | Defective Items | Occurrence or Not
Green Remodeling Decision Making | Architecture | Roof | Defective Items | Defects and Finishes
Green Remodeling Decision Making | Architecture | Roof | Defective Items | Defects Contents
Green Remodeling Decision Making | Architecture | Roof | Defective Items | Photographs
Green Remodeling Decision Making | Architecture | Roof | Improvement Level Evaluation | Necessary
Green Remodeling Decision Making | Architecture | Roof | Improvement Level Evaluation | Unnecessary
Green Remodeling Decision Making | Architecture | Roof | Deterioration Level Evaluation | Good
Green Remodeling Decision Making | Architecture | Roof | Deterioration Level Evaluation | Normal
Green Remodeling Decision Making | Architecture | Roof | Deterioration Level Evaluation | Poor
Green Remodeling Decision Making | Architecture | Bottom Floor | Site Number
Green Remodeling Decision Making | Architecture | Bottom Floor | Site Location
Green Remodeling Decision Making | Architecture | Bottom Floor | Defective Items | Occurrence or Not
Green Remodeling Decision Making | Architecture | Bottom Floor | Defective Items | Defects and Finishes
Green Remodeling Decision Making | Architecture | Bottom Floor | Defective Items | Defects Contents
Green Remodeling Decision Making | Architecture | Bottom Floor | Defective Items | Cause of Defects | Water Leak
Green Remodeling Decision Making | Architecture | Bottom Floor | Defective Items | Cause of Defects | Dew Condensation
Green Remodeling Decision Making | Architecture | Bottom Floor | Defective Items | Cause of Defects | Deterioration & Decline of Efficiency
Green Remodeling Decision Making | Architecture | Bottom Floor | Defective Items | Photographs
Green Remodeling Decision Making | Architecture | Bottom Floor | Improvement Level Evaluation | Necessary
Green Remodeling Decision Making | Architecture | Bottom Floor | Improvement Level Evaluation | Unnecessary
Green Remodeling Decision Making | Architecture | Bottom Floor | Deterioration Level Evaluation | Good
Green Remodeling Decision Making | Architecture | Bottom Floor | Deterioration Level Evaluation | Normal
Green Remodeling Decision Making | Architecture | Bottom Floor | Deterioration Level Evaluation | Poor
Green Remodeling Decision Making | Architecture | Interior Wall | Site Number
Green Remodeling Decision Making | Architecture | Interior Wall | Site Location
Green Remodeling Decision Making | Architecture | Interior Wall | Defective Items | Occurrence or Not |  |  | 앞에 분류체계에는 없으나 여기서는 내벽, 천장 등 실내의 건축적요소에 대한 내용이 추가됨
Green Remodeling Decision Making | Architecture | Interior Wall | Defective Items | Interior Finishing
Green Remodeling Decision Making | Architecture | Interior Wall | Defective Items | Defects Contents
Green Remodeling Decision Making | Architecture | Interior Wall | Defective Items | Photographs
Green Remodeling Decision Making | Architecture | Interior Wall | Improvement Level Evaluation | Necessary
Green Remodeling Decision Making | Architecture | Interior Wall | Improvement Level Evaluation | Unnecessary
Green Remodeling Decision Making | Architecture | Interior Wall | Deterioration Level Evaluation | Good
Green Remodeling Decision Making | Architecture | Interior Wall | Deterioration Level Evaluation | Normal
Green Remodeling Decision Making | Architecture | Interior Wall | Deterioration Level Evaluation | Poor
Green Remodeling Decision Making | Architecture | Ceiling | Site Number
Green Remodeling Decision Making | Architecture | Ceiling | Site Location
Green Remodeling Decision Making | Architecture | Ceiling | Defective Items | Occurrence or Not
Green Remodeling Decision Making | Architecture | Ceiling | Defective Items | Interior Finishing
Green Remodeling Decision Making | Architecture | Ceiling | Defective Items | Defects Contents
Green Remodeling Decision Making | Architecture | Ceiling | Defective Items | Photographs
Green Remodeling Decision Making | Architecture | Ceiling | Improvement Level Evaluation | Necessary
Green Remodeling Decision Making | Architecture | Ceiling | Improvement Level Evaluation | Unnecessary
Green Remodeling Decision Making | Architecture | Ceiling | Deterioration Level Evaluation | Good
Green Remodeling Decision Making | Architecture | Ceiling | Deterioration Level Evaluation | Normal
Green Remodeling Decision Making | Architecture | Ceiling | Deterioration Level Evaluation | Poor
Green Remodeling Decision Making | Architecture | Window | Site Number
Green Remodeling Decision Making | Architecture | Window | Site Location
Green Remodeling Decision Making | Architecture | Window | Defective Items | Occurrence or Not |  |  | 기존에 창호, 문 합쳐서 평가하도록 되어 있으나 분리하여 각각을 평가하도록 함
Green Remodeling Decision Making | Architecture | Window | Defective Items | Defects Contents
Green Remodeling Decision Making | Architecture | Window | Defective Items | Photographs
Green Remodeling Decision Making | Architecture | Window | Improvement Level Evaluation | Necessary
Green Remodeling Decision Making | Architecture | Window | Improvement Level Evaluation | Unnecessary
Green Remodeling Decision Making | Architecture | Window | Deterioration Level Evaluation | Good
Green Remodeling Decision Making | Architecture | Window | Deterioration Level Evaluation | Normal
Green Remodeling Decision Making | Architecture | Window | Deterioration Level Evaluation | Poor
Green Remodeling Decision Making | Architecture | Door/Balcony | Site Number
Green Remodeling Decision Making | Architecture | Door/Balcony | Site Location
Green Remodeling Decision Making | Architecture | Door/Balcony | Defective Items | Occurrence or Not
Green Remodeling Decision Making | Architecture | Door/Balcony | Defective Items | Defects Contents
Green Remodeling Decision Making | Architecture | Door/Balcony | Defective Items | Photographs
Green Remodeling Decision Making | Architecture | Door/Balcony | Improvement Level Evaluation | Necessary
Green Remodeling Decision Making | Architecture | Door/Balcony | Improvement Level Evaluation | Unnecessary
Green Remodeling Decision Making | Architecture | Door/Balcony | Deterioration Level Evaluation | Good
Green Remodeling Decision Making | Architecture | Door/Balcony | Deterioration Level Evaluation | Normal
Green Remodeling Decision Making | Architecture | Door/Balcony | Deterioration Level Evaluation | Poor
Green Remodeling Decision Making | Mechanical | Heating Equipment | Heat Source Equipment | Boiler | Equipment Number
Green Remodeling Decision Making | Mechanical | Heating Equipment | Heat Source Equipment | Boiler | Defective Items | Occurrence or Not
Green Remodeling Decision Making | Mechanical | Heating Equipment | Heat Source Equipment | Boiler | Defective Items | Defects Contents
Green Remodeling Decision Making | Mechanical | Heating Equipment | Heat Source Equipment | Boiler | Defective Items | Photographs
Green Remodeling Decision Making | Mechanical | Heating Equipment | Heat Source Equipment | Boiler | Improvement Level Evaluation | Necessary
Green Remodeling Decision Making | Mechanical | Heating Equipment | Heat Source Equipment | Boiler | Improvement Level Evaluation | Unnecessary
Green Remodeling Decision Making | Mechanical | Heating Equipment | Heat Source Equipment | Boiler | Appearance Condition | Good
Green Remodeling Decision Making | Mechanical | Heating Equipment | Heat Source Equipment | Boiler | Appearance Condition | Normal
Green Remodeling Decision Making | Mechanical | Heating Equipment | Heat Source Equipment | Boiler | Appearance Condition | Poor
Green Remodeling Decision Making | Mechanical | Heating Equipment | Heat Source Equipment | Boiler | Insulation/Soundproofing Status | Good
Green Remodeling Decision Making | Mechanical | Heating Equipment | Heat Source Equipment | Boiler | Insulation/Soundproofing Status | Normal
Green Remodeling Decision Making | Mechanical | Heating Equipment | Heat Source Equipment | Boiler | Insulation/Soundproofing Status | Poor
Green Remodeling Decision Making | Mechanical | Heating Equipment | Heat Source Equipment | Boiler | Vibration/Noise Status | Good
Green Remodeling Decision Making | Mechanical | Heating Equipment | Heat Source Equipment | Boiler | Vibration/Noise Status | Normal
Green Remodeling Decision Making | Mechanical | Heating Equipment | Heat Source Equipment | Boiler | Vibration/Noise Status | Poor
Green Remodeling Decision Making | Mechanical | Heating Equipment | Heat Source Equipment | Boiler | Fixed Part Coupling Status | Good
Green Remodeling Decision Making | Mechanical | Heating Equipment | Heat Source Equipment | Boiler | Fixed Part Coupling Status | Normal
Green Remodeling Decision Making | Mechanical | Heating Equipment | Heat Source Equipment | Boiler | Fixed Part Coupling Status | Poor
Green Remodeling Decision Making | Mechanical | Heating Equipment | Heat Source Equipment | Boiler | Equipment Surface Leakage or Not | Good
Green Remodeling Decision Making | Mechanical | Heating Equipment | Heat Source Equipment | Boiler | Equipment Surface Leakage or Not | Normal
Green Remodeling Decision Making | Mechanical | Heating Equipment | Heat Source Equipment | Boiler | Equipment Surface Leakage or Not | Poor
Green Remodeling Decision Making | Mechanical | Heating Equipment | Heat Source Equipment | Heatpump | Equipment Number
Green Remodeling Decision Making | Mechanical | Heating Equipment | Heat Source Equipment | Heatpump | Defective Items | Occurrence or Not
Green Remodeling Decision Making | Mechanical | Heating Equipment | Heat Source Equipment | Heatpump | Defective Items | Defects Contents
Green Remodeling Decision Making | Mechanical | Heating Equipment | Heat Source Equipment | Heatpump | Defective Items | Photographs
Green Remodeling Decision Making | Mechanical | Heating Equipment | Heat Source Equipment | Heatpump | Improvement Level Evaluation | Necessary
Green Remodeling Decision Making | Mechanical | Heating Equipment | Heat Source Equipment | Heatpump | Improvement Level Evaluation | Unnecessary
Green Remodeling Decision Making | Mechanical | Heating Equipment | Heat Source Equipment | Heatpump | Appearance Condition | Good
Green Remodeling Decision Making | Mechanical | Heating Equipment | Heat Source Equipment | Heatpump | Appearance Condition | Normal
Green Remodeling Decision Making | Mechanical | Heating Equipment | Heat Source Equipment | Heatpump | Appearance Condition | Poor
Green Remodeling Decision Making | Mechanical | Heating Equipment | Heat Source Equipment | Heatpump | Insulation/Soundproofing Status | Good
Green Remodeling Decision Making | Mechanical | Heating Equipment | Heat Source Equipment | Heatpump | Insulation/Soundproofing Status | Normal
Green Remodeling Decision Making | Mechanical | Heating Equipment | Heat Source Equipment | Heatpump | Insulation/Soundproofing Status | Poor
Green Remodeling Decision Making | Mechanical | Heating Equipment | Heat Source Equipment | Heatpump | Vibration/Noise Status | Good
Green Remodeling Decision Making | Mechanical | Heating Equipment | Heat Source Equipment | Heatpump | Vibration/Noise Status | Normal
Green Remodeling Decision Making | Mechanical | Heating Equipment | Heat Source Equipment | Heatpump | Vibration/Noise Status | Poor
Green Remodeling Decision Making | Mechanical | Heating Equipment | Heat Source Equipment | Heatpump | Fixed Part Coupling Status | Good
Green Remodeling Decision Making | Mechanical | Heating Equipment | Heat Source Equipment | Heatpump | Fixed Part Coupling Status | Normal
Green Remodeling Decision Making | Mechanical | Heating Equipment | Heat Source Equipment | Heatpump | Fixed Part Coupling Status | Poor
Green Remodeling Decision Making | Mechanical | Heating Equipment | Heat Source Equipment | Heatpump | Equipment Surface Leakage or Not | Good
Green Remodeling Decision Making | Mechanical | Heating Equipment | Heat Source Equipment | Heatpump | Equipment Surface Leakage or Not | Normal
Green Remodeling Decision Making | Mechanical | Heating Equipment | Heat Source Equipment | Heatpump | Equipment Surface Leakage or Not | Poor
Green Remodeling Decision Making | Mechanical | Heating Equipment | Heat Source Equipment | Heatpump | Equipment Number
Green Remodeling Decision Making | Mechanical | Heating Equipment | Heat Source Equipment | Heatpump | Defective Items | Occurrence or Not
Green Remodeling Decision Making | Mechanical | Heating Equipment | Heat Source Equipment | Heatpump | Defective Items | Defects Contents
Green Remodeling Decision Making | Mechanical | Heating Equipment | Heat Source Equipment | Heatpump | Defective Items | Photographs
Green Remodeling Decision Making | Mechanical | Heating Equipment | Heat Source Equipment | Heatpump | Improvement Level Evaluation | Necessary
Green Remodeling Decision Making | Mechanical | Heating Equipment | Heat Source Equipment | Heatpump | Improvement Level Evaluation | Unnecessary
Green Remodeling Decision Making | Mechanical | Heating Equipment | Heat Source Equipment | Heatpump | Appearance Condition | Good
Green Remodeling Decision Making | Mechanical | Heating Equipment | Heat Source Equipment | Heatpump | Appearance Condition | Normal
Green Remodeling Decision Making | Mechanical | Heating Equipment | Heat Source Equipment | Heatpump | Appearance Condition | Poor
Green Remodeling Decision Making | Mechanical | Heating Equipment | Heat Source Equipment | Heatpump | Insulation/Soundproofing Status | Good
Green Remodeling Decision Making | Mechanical | Heating Equipment | Heat Source Equipment | Heatpump | Insulation/Soundproofing Status | Normal
Green Remodeling Decision Making | Mechanical | Heating Equipment | Heat Source Equipment | Heatpump | Insulation/Soundproofing Status | Poor
Green Remodeling Decision Making | Mechanical | Heating Equipment | Heat Source Equipment | Heatpump | Vibration/Noise Status | Good
Green Remodeling Decision Making | Mechanical | Heating Equipment | Heat Source Equipment | Heatpump | Vibration/Noise Status | Normal
Green Remodeling Decision Making | Mechanical | Heating Equipment | Heat Source Equipment | Heatpump | Vibration/Noise Status | Poor
Green Remodeling Decision Making | Mechanical | Heating Equipment | Heat Source Equipment | Heatpump | Fixed Part Coupling Status | Good
Green Remodeling Decision Making | Mechanical | Heating Equipment | Heat Source Equipment | Heatpump | Fixed Part Coupling Status | Normal
Green Remodeling Decision Making | Mechanical | Heating Equipment | Heat Source Equipment | Heatpump | Fixed Part Coupling Status | Poor
Green Remodeling Decision Making | Mechanical | Heating Equipment | Heat Source Equipment | Heatpump | Equipment Surface Leakage or Not | Good
Green Remodeling Decision Making | Mechanical | Heating Equipment | Heat Source Equipment | Heatpump | Equipment Surface Leakage or Not | Normal
Green Remodeling Decision Making | Mechanical | Heating Equipment | Heat Source Equipment | Heatpump | Equipment Surface Leakage or Not | Poor
Green Remodeling Decision Making | Mechanical | Heating Equipment | Heat Source Equipment | District Heating | Equipment Number
Green Remodeling Decision Making | Mechanical | Heating Equipment | Heat Source Equipment | District Heating | Defective Items | Occurrence or Not
Green Remodeling Decision Making | Mechanical | Heating Equipment | Heat Source Equipment | District Heating | Defective Items | Defects Contents
Green Remodeling Decision Making | Mechanical | Heating Equipment | Heat Source Equipment | District Heating | Defective Items | Photographs
Green Remodeling Decision Making | Mechanical | Heating Equipment | Heat Source Equipment | District Heating | Improvement Level Evaluation | Necessary
Green Remodeling Decision Making | Mechanical | Heating Equipment | Heat Source Equipment | District Heating | Improvement Level Evaluation | Unnecessary
Green Remodeling Decision Making | Mechanical | Heating Equipment | Heat Source Equipment | District Heating | Appearance Condition | Good
Green Remodeling Decision Making | Mechanical | Heating Equipment | Heat Source Equipment | District Heating | Appearance Condition | Normal
Green Remodeling Decision Making | Mechanical | Heating Equipment | Heat Source Equipment | District Heating | Appearance Condition | Poor
Green Remodeling Decision Making | Mechanical | Heating Equipment | Heat Source Equipment | District Heating | Insulation/Soundproofing Status | Good
Green Remodeling Decision Making | Mechanical | Heating Equipment | Heat Source Equipment | District Heating | Insulation/Soundproofing Status | Normal
Green Remodeling Decision Making | Mechanical | Heating Equipment | Heat Source Equipment | District Heating | Insulation/Soundproofing Status | Poor
Green Remodeling Decision Making | Mechanical | Heating Equipment | Heat Source Equipment | District Heating | Vibration/Noise Status | Good
Green Remodeling Decision Making | Mechanical | Heating Equipment | Heat Source Equipment | District Heating | Vibration/Noise Status | Normal
Green Remodeling Decision Making | Mechanical | Heating Equipment | Heat Source Equipment | District Heating | Vibration/Noise Status | Poor
Green Remodeling Decision Making | Mechanical | Heating Equipment | Heat Source Equipment | District Heating | Fixed Part Coupling Status | Good
Green Remodeling Decision Making | Mechanical | Heating Equipment | Heat Source Equipment | District Heating | Fixed Part Coupling Status | Normal
Green Remodeling Decision Making | Mechanical | Heating Equipment | Heat Source Equipment | District Heating | Fixed Part Coupling Status | Poor
Green Remodeling Decision Making | Mechanical | Heating Equipment | Heat Source Equipment | District Heating | Equipment Surface Leakage or Not | Good
Green Remodeling Decision Making | Mechanical | Heating Equipment | Heat Source Equipment | District Heating | Equipment Surface Leakage or Not | Normal
Green Remodeling Decision Making | Mechanical | Heating Equipment | Heat Source Equipment | District Heating | Equipment Surface Leakage or Not | Poor
Green Remodeling Decision Making | Mechanical | Heating Equipment | Heat Source Equipment | Others | Equipment Number
Green Remodeling Decision Making | Mechanical | Heating Equipment | Heat Source Equipment | Others | Defective Items | Occurrence or Not
Green Remodeling Decision Making | Mechanical | Heating Equipment | Heat Source Equipment | Others | Defective Items | Defects Contents
Green Remodeling Decision Making | Mechanical | Heating Equipment | Heat Source Equipment | Others | Defective Items | Photographs
Green Remodeling Decision Making | Mechanical | Heating Equipment | Heat Source Equipment | Others | Improvement Level Evaluation | Necessary
Green Remodeling Decision Making | Mechanical | Heating Equipment | Heat Source Equipment | Others | Improvement Level Evaluation | Unnecessary
Green Remodeling Decision Making | Mechanical | Heating Equipment | Heat Source Equipment | Others | Appearance Condition | Good
Green Remodeling Decision Making | Mechanical | Heating Equipment | Heat Source Equipment | Others | Appearance Condition | Normal
Green Remodeling Decision Making | Mechanical | Heating Equipment | Heat Source Equipment | Others | Appearance Condition | Poor
Green Remodeling Decision Making | Mechanical | Heating Equipment | Heat Source Equipment | Others | Insulation/Soundproofing Status | Good
Green Remodeling Decision Making | Mechanical | Heating Equipment | Heat Source Equipment | Others | Insulation/Soundproofing Status | Normal
Green Remodeling Decision Making | Mechanical | Heating Equipment | Heat Source Equipment | Others | Insulation/Soundproofing Status | Poor
Green Remodeling Decision Making | Mechanical | Heating Equipment | Heat Source Equipment | Others | Vibration/Noise Status | Good
Green Remodeling Decision Making | Mechanical | Heating Equipment | Heat Source Equipment | Others | Vibration/Noise Status | Normal
Green Remodeling Decision Making | Mechanical | Heating Equipment | Heat Source Equipment | Others | Vibration/Noise Status | Poor
Green Remodeling Decision Making | Mechanical | Heating Equipment | Heat Source Equipment | Others | Fixed Part Coupling Status | Good
Green Remodeling Decision Making | Mechanical | Heating Equipment | Heat Source Equipment | Others | Fixed Part Coupling Status | Normal
Green Remodeling Decision Making | Mechanical | Heating Equipment | Heat Source Equipment | Others | Fixed Part Coupling Status | Poor
Green Remodeling Decision Making | Mechanical | Heating Equipment | Heat Source Equipment | Others | Equipment Surface Leakage or Not | Good
Green Remodeling Decision Making | Mechanical | Heating Equipment | Heat Source Equipment | Others | Equipment Surface Leakage or Not | Normal
Green Remodeling Decision Making | Mechanical | Heating Equipment | Heat Source Equipment | Others | Equipment Surface Leakage or Not | Poor
Green Remodeling Decision Making | Mechanical | Heating Equipment | Supply Equipment | Equipment Number
Green Remodeling Decision Making | Mechanical | Heating Equipment | Supply Equipment | Defective Items | Occurrence or Not
Green Remodeling Decision Making | Mechanical | Heating Equipment | Supply Equipment | Defective Items | Defects Contents
Green Remodeling Decision Making | Mechanical | Heating Equipment | Supply Equipment | Defective Items | Photographs
Green Remodeling Decision Making | Mechanical | Heating Equipment | Supply Equipment | Improvement Level Evaluation | Necessary
Green Remodeling Decision Making | Mechanical | Heating Equipment | Supply Equipment | Improvement Level Evaluation | Unnecessary
Green Remodeling Decision Making | Mechanical | Heating Equipment | Supply Equipment | Appearance Condition | Good
Green Remodeling Decision Making | Mechanical | Heating Equipment | Supply Equipment | Appearance Condition | Normal
Green Remodeling Decision Making | Mechanical | Heating Equipment | Supply Equipment | Appearance Condition | Poor
Green Remodeling Decision Making | Mechanical | Heating Equipment | Supply Equipment | Insulation/Soundproofing Status | Good
Green Remodeling Decision Making | Mechanical | Heating Equipment | Supply Equipment | Insulation/Soundproofing Status | Normal
Green Remodeling Decision Making | Mechanical | Heating Equipment | Supply Equipment | Insulation/Soundproofing Status | Poor
Green Remodeling Decision Making | Mechanical | Heating Equipment | Supply Equipment | Vibration/Noise Status | Good
Green Remodeling Decision Making | Mechanical | Heating Equipment | Supply Equipment | Vibration/Noise Status | Normal
Green Remodeling Decision Making | Mechanical | Heating Equipment | Supply Equipment | Vibration/Noise Status | Poor
Green Remodeling Decision Making | Mechanical | Heating Equipment | Supply Equipment | Fixed Part Coupling Status | Good
Green Remodeling Decision Making | Mechanical | Heating Equipment | Supply Equipment | Fixed Part Coupling Status | Normal
Green Remodeling Decision Making | Mechanical | Heating Equipment | Supply Equipment | Fixed Part Coupling Status | Poor
Green Remodeling Decision Making | Mechanical | Heating Equipment | Supply Equipment | Equipment Surface Leakage or Not | Good
Green Remodeling Decision Making | Mechanical | Heating Equipment | Supply Equipment | Equipment Surface Leakage or Not | Normal
Green Remodeling Decision Making | Mechanical | Heating Equipment | Supply Equipment | Equipment Surface Leakage or Not | Poor
Green Remodeling Decision Making | Mechanical | Heating Equipment | Floor Heating | Equipment Number
Green Remodeling Decision Making | Mechanical | Heating Equipment | Floor Heating | Defective Items | Occurrence or Not
Green Remodeling Decision Making | Mechanical | Heating Equipment | Floor Heating | Defective Items | Defects Contents
Green Remodeling Decision Making | Mechanical | Heating Equipment | Floor Heating | Defective Items | Photographs
Green Remodeling Decision Making | Mechanical | Heating Equipment | Floor Heating | Improvement Level Evaluation | Necessary
Green Remodeling Decision Making | Mechanical | Heating Equipment | Floor Heating | Improvement Level Evaluation | Unnecessary
Green Remodeling Decision Making | Mechanical | Cooling Equipment | Heat Source Equipment | Heatpump | Equipment Number
Green Remodeling Decision Making | Mechanical | Cooling Equipment | Heat Source Equipment | Heatpump | Defective Items | Occurrence or Not
Green Remodeling Decision Making | Mechanical | Cooling Equipment | Heat Source Equipment | Heatpump | Defective Items | Defects Contents
Green Remodeling Decision Making | Mechanical | Cooling Equipment | Heat Source Equipment | Heatpump | Defective Items | Photographs
Green Remodeling Decision Making | Mechanical | Cooling Equipment | Heat Source Equipment | Heatpump | Improvement Level Evaluation | Necessary
Green Remodeling Decision Making | Mechanical | Cooling Equipment | Heat Source Equipment | Heatpump | Improvement Level Evaluation | Unnecessary
Green Remodeling Decision Making | Mechanical | Cooling Equipment | Heat Source Equipment | Heatpump | Appearance Condition | Good
Green Remodeling Decision Making | Mechanical | Cooling Equipment | Heat Source Equipment | Heatpump | Appearance Condition | Normal
Green Remodeling Decision Making | Mechanical | Cooling Equipment | Heat Source Equipment | Heatpump | Appearance Condition | Poor
Green Remodeling Decision Making | Mechanical | Cooling Equipment | Heat Source Equipment | Heatpump | Insulation/Soundproofing Status | Good
Green Remodeling Decision Making | Mechanical | Cooling Equipment | Heat Source Equipment | Heatpump | Insulation/Soundproofing Status | Normal
Green Remodeling Decision Making | Mechanical | Cooling Equipment | Heat Source Equipment | Heatpump | Insulation/Soundproofing Status | Poor
Green Remodeling Decision Making | Mechanical | Cooling Equipment | Heat Source Equipment | Heatpump | Vibration/Noise Status | Good
Green Remodeling Decision Making | Mechanical | Cooling Equipment | Heat Source Equipment | Heatpump | Vibration/Noise Status | Normal
Green Remodeling Decision Making | Mechanical | Cooling Equipment | Heat Source Equipment | Heatpump | Vibration/Noise Status | Poor
Green Remodeling Decision Making | Mechanical | Cooling Equipment | Heat Source Equipment | Heatpump | Fixed Part Coupling Status | Good
Green Remodeling Decision Making | Mechanical | Cooling Equipment | Heat Source Equipment | Heatpump | Fixed Part Coupling Status | Normal
Green Remodeling Decision Making | Mechanical | Cooling Equipment | Heat Source Equipment | Heatpump | Fixed Part Coupling Status | Poor
Green Remodeling Decision Making | Mechanical | Cooling Equipment | Heat Source Equipment | Heatpump | Equipment Surface Leakage or Not | Good
Green Remodeling Decision Making | Mechanical | Cooling Equipment | Heat Source Equipment | Heatpump | Equipment Surface Leakage or Not | Normal
Green Remodeling Decision Making | Mechanical | Cooling Equipment | Heat Source Equipment | Heatpump | Equipment Surface Leakage or Not | Poor
Green Remodeling Decision Making | Mechanical | Cooling Equipment | Heat Source Equipment | Chiller | Equipment Number
Green Remodeling Decision Making | Mechanical | Cooling Equipment | Heat Source Equipment | Chiller | Defective Items | Occurrence or Not
Green Remodeling Decision Making | Mechanical | Cooling Equipment | Heat Source Equipment | Chiller | Defective Items | Defects Contents
Green Remodeling Decision Making | Mechanical | Cooling Equipment | Heat Source Equipment | Chiller | Defective Items | Photographs
Green Remodeling Decision Making | Mechanical | Cooling Equipment | Heat Source Equipment | Chiller | Improvement Level Evaluation | Necessary
Green Remodeling Decision Making | Mechanical | Cooling Equipment | Heat Source Equipment | Chiller | Improvement Level Evaluation | Unnecessary
Green Remodeling Decision Making | Mechanical | Cooling Equipment | Heat Source Equipment | Chiller | Appearance Condition | Good
Green Remodeling Decision Making | Mechanical | Cooling Equipment | Heat Source Equipment | Chiller | Appearance Condition | Normal
Green Remodeling Decision Making | Mechanical | Cooling Equipment | Heat Source Equipment | Chiller | Appearance Condition | Poor
Green Remodeling Decision Making | Mechanical | Cooling Equipment | Heat Source Equipment | Chiller | Insulation/Soundproofing Status | Good
Green Remodeling Decision Making | Mechanical | Cooling Equipment | Heat Source Equipment | Chiller | Insulation/Soundproofing Status | Normal
Green Remodeling Decision Making | Mechanical | Cooling Equipment | Heat Source Equipment | Chiller | Insulation/Soundproofing Status | Poor
Green Remodeling Decision Making | Mechanical | Cooling Equipment | Heat Source Equipment | Chiller | Vibration/Noise Status | Good
Green Remodeling Decision Making | Mechanical | Cooling Equipment | Heat Source Equipment | Chiller | Vibration/Noise Status | Normal
Green Remodeling Decision Making | Mechanical | Cooling Equipment | Heat Source Equipment | Chiller | Vibration/Noise Status | Poor
Green Remodeling Decision Making | Mechanical | Cooling Equipment | Heat Source Equipment | Chiller | Fixed Part Coupling Status | Good
Green Remodeling Decision Making | Mechanical | Cooling Equipment | Heat Source Equipment | Chiller | Fixed Part Coupling Status | Normal
Green Remodeling Decision Making | Mechanical | Cooling Equipment | Heat Source Equipment | Chiller | Fixed Part Coupling Status | Poor
Green Remodeling Decision Making | Mechanical | Cooling Equipment | Heat Source Equipment | Chiller | Equipment Surface Leakage or Not | Good
Green Remodeling Decision Making | Mechanical | Cooling Equipment | Heat Source Equipment | Chiller | Equipment Surface Leakage or Not | Normal
Green Remodeling Decision Making | Mechanical | Cooling Equipment | Heat Source Equipment | Chiller | Equipment Surface Leakage or Not | Poor
Green Remodeling Decision Making | Mechanical | Cooling Equipment | Heat Source Equipment | District Heating | Equipment Number
Green Remodeling Decision Making | Mechanical | Cooling Equipment | Heat Source Equipment | District Heating | Defective Items | Occurrence or Not
Green Remodeling Decision Making | Mechanical | Cooling Equipment | Heat Source Equipment | District Heating | Defective Items | Defects Contents
Green Remodeling Decision Making | Mechanical | Cooling Equipment | Heat Source Equipment | District Heating | Defective Items | Photographs
Green Remodeling Decision Making | Mechanical | Cooling Equipment | Heat Source Equipment | District Heating | Improvement Level Evaluation | Necessary
Green Remodeling Decision Making | Mechanical | Cooling Equipment | Heat Source Equipment | District Heating | Improvement Level Evaluation | Unnecessary
Green Remodeling Decision Making | Mechanical | Cooling Equipment | Heat Source Equipment | District Heating | Appearance Condition | Good
Green Remodeling Decision Making | Mechanical | Cooling Equipment | Heat Source Equipment | District Heating | Appearance Condition | Normal
Green Remodeling Decision Making | Mechanical | Cooling Equipment | Heat Source Equipment | District Heating | Appearance Condition | Poor
Green Remodeling Decision Making | Mechanical | Cooling Equipment | Heat Source Equipment | District Heating | Insulation/Soundproofing Status | Good
Green Remodeling Decision Making | Mechanical | Cooling Equipment | Heat Source Equipment | District Heating | Insulation/Soundproofing Status | Normal
Green Remodeling Decision Making | Mechanical | Cooling Equipment | Heat Source Equipment | District Heating | Insulation/Soundproofing Status | Poor
Green Remodeling Decision Making | Mechanical | Cooling Equipment | Heat Source Equipment | District Heating | Vibration/Noise Status | Good
Green Remodeling Decision Making | Mechanical | Cooling Equipment | Heat Source Equipment | District Heating | Vibration/Noise Status | Normal
Green Remodeling Decision Making | Mechanical | Cooling Equipment | Heat Source Equipment | District Heating | Vibration/Noise Status | Poor
Green Remodeling Decision Making | Mechanical | Cooling Equipment | Heat Source Equipment | District Heating | Fixed Part Coupling Status | Good
Green Remodeling Decision Making | Mechanical | Cooling Equipment | Heat Source Equipment | District Heating | Fixed Part Coupling Status | Normal
Green Remodeling Decision Making | Mechanical | Cooling Equipment | Heat Source Equipment | District Heating | Fixed Part Coupling Status | Poor
Green Remodeling Decision Making | Mechanical | Cooling Equipment | Heat Source Equipment | District Heating | Equipment Surface Leakage or Not | Good
Green Remodeling Decision Making | Mechanical | Cooling Equipment | Heat Source Equipment | District Heating | Equipment Surface Leakage or Not | Normal
Green Remodeling Decision Making | Mechanical | Cooling Equipment | Heat Source Equipment | District Heating | Equipment Surface Leakage or Not | Poor
Green Remodeling Decision Making | Mechanical | Cooling Equipment | Heat Source Equipment | Others | Equipment Number
Green Remodeling Decision Making | Mechanical | Cooling Equipment | Heat Source Equipment | Others | Defective Items | Occurrence or Not
Green Remodeling Decision Making | Mechanical | Cooling Equipment | Heat Source Equipment | Others | Defective Items | Defects Contents
Green Remodeling Decision Making | Mechanical | Cooling Equipment | Heat Source Equipment | Others | Defective Items | Photographs
Green Remodeling Decision Making | Mechanical | Cooling Equipment | Heat Source Equipment | Others | Improvement Level Evaluation | Necessary
Green Remodeling Decision Making | Mechanical | Cooling Equipment | Heat Source Equipment | Others | Improvement Level Evaluation | Unnecessary
Green Remodeling Decision Making | Mechanical | Cooling Equipment | Heat Source Equipment | Others | Appearance Condition | Good
Green Remodeling Decision Making | Mechanical | Cooling Equipment | Heat Source Equipment | Others | Appearance Condition | Normal
Green Remodeling Decision Making | Mechanical | Cooling Equipment | Heat Source Equipment | Others | Appearance Condition | Poor
Green Remodeling Decision Making | Mechanical | Cooling Equipment | Heat Source Equipment | Others | Insulation/Soundproofing Status | Good
Green Remodeling Decision Making | Mechanical | Cooling Equipment | Heat Source Equipment | Others | Insulation/Soundproofing Status | Normal
Green Remodeling Decision Making | Mechanical | Cooling Equipment | Heat Source Equipment | Others | Insulation/Soundproofing Status | Poor
Green Remodeling Decision Making | Mechanical | Cooling Equipment | Heat Source Equipment | Others | Vibration/Noise Status | Good
Green Remodeling Decision Making | Mechanical | Cooling Equipment | Heat Source Equipment | Others | Vibration/Noise Status | Normal
Green Remodeling Decision Making | Mechanical | Cooling Equipment | Heat Source Equipment | Others | Vibration/Noise Status | Poor
Green Remodeling Decision Making | Mechanical | Cooling Equipment | Heat Source Equipment | Others | Fixed Part Coupling Status | Good
Green Remodeling Decision Making | Mechanical | Cooling Equipment | Heat Source Equipment | Others | Fixed Part Coupling Status | Normal
Green Remodeling Decision Making | Mechanical | Cooling Equipment | Heat Source Equipment | Others | Fixed Part Coupling Status | Poor
Green Remodeling Decision Making | Mechanical | Cooling Equipment | Heat Source Equipment | Others | Equipment Surface Leakage or Not | Good
Green Remodeling Decision Making | Mechanical | Cooling Equipment | Heat Source Equipment | Others | Equipment Surface Leakage or Not | Normal
Green Remodeling Decision Making | Mechanical | Cooling Equipment | Heat Source Equipment | Others | Equipment Surface Leakage or Not | Poor
Green Remodeling Decision Making | Mechanical | Cooling Equipment | Supply Equipment | Equipment Number
Green Remodeling Decision Making | Mechanical | Cooling Equipment | Supply Equipment | Defective Items | Occurrence or Not
Green Remodeling Decision Making | Mechanical | Cooling Equipment | Supply Equipment | Defective Items | Defects Contents
Green Remodeling Decision Making | Mechanical | Cooling Equipment | Supply Equipment | Defective Items | Photographs
Green Remodeling Decision Making | Mechanical | Cooling Equipment | Supply Equipment | Improvement Level Evaluation | Necessary
Green Remodeling Decision Making | Mechanical | Cooling Equipment | Supply Equipment | Improvement Level Evaluation | Unnecessary
Green Remodeling Decision Making | Mechanical | Cooling Equipment | Supply Equipment | Appearance Condition | Good
Green Remodeling Decision Making | Mechanical | Cooling Equipment | Supply Equipment | Appearance Condition | Normal
Green Remodeling Decision Making | Mechanical | Cooling Equipment | Supply Equipment | Appearance Condition | Poor
Green Remodeling Decision Making | Mechanical | Cooling Equipment | Supply Equipment | Insulation/Soundproofing Status | Good
Green Remodeling Decision Making | Mechanical | Cooling Equipment | Supply Equipment | Insulation/Soundproofing Status | Normal
Green Remodeling Decision Making | Mechanical | Cooling Equipment | Supply Equipment | Insulation/Soundproofing Status | Poor
Green Remodeling Decision Making | Mechanical | Cooling Equipment | Supply Equipment | Vibration/Noise Status | Good
Green Remodeling Decision Making | Mechanical | Cooling Equipment | Supply Equipment | Vibration/Noise Status | Normal
Green Remodeling Decision Making | Mechanical | Cooling Equipment | Supply Equipment | Vibration/Noise Status | Poor
Green Remodeling Decision Making | Mechanical | Cooling Equipment | Supply Equipment | Fixed Part Coupling Status | Good
Green Remodeling Decision Making | Mechanical | Cooling Equipment | Supply Equipment | Fixed Part Coupling Status | Normal
Green Remodeling Decision Making | Mechanical | Cooling Equipment | Supply Equipment | Fixed Part Coupling Status | Poor
Green Remodeling Decision Making | Mechanical | Cooling Equipment | Supply Equipment | Equipment Surface Leakage or Not | Good
Green Remodeling Decision Making | Mechanical | Cooling Equipment | Supply Equipment | Equipment Surface Leakage or Not | Normal
Green Remodeling Decision Making | Mechanical | Cooling Equipment | Supply Equipment | Equipment Surface Leakage or Not | Poor
Green Remodeling Decision Making | Mechanical | Hot Water Equipment | Heat Source Equipment | Boiler | Equipment Number
Green Remodeling Decision Making | Mechanical | Hot Water Equipment | Heat Source Equipment | Boiler | Defective Items | Occurrence or Not
Green Remodeling Decision Making | Mechanical | Hot Water Equipment | Heat Source Equipment | Boiler | Defective Items | Defects Contents
Green Remodeling Decision Making | Mechanical | Hot Water Equipment | Heat Source Equipment | Boiler | Defective Items | Photographs
Green Remodeling Decision Making | Mechanical | Hot Water Equipment | Heat Source Equipment | Boiler | Improvement Level Evaluation | Necessary
Green Remodeling Decision Making | Mechanical | Hot Water Equipment | Heat Source Equipment | Boiler | Improvement Level Evaluation | Unnecessary
Green Remodeling Decision Making | Mechanical | Hot Water Equipment | Heat Source Equipment | Boiler | Appearance Condition | Good
Green Remodeling Decision Making | Mechanical | Hot Water Equipment | Heat Source Equipment | Boiler | Appearance Condition | Normal
Green Remodeling Decision Making | Mechanical | Hot Water Equipment | Heat Source Equipment | Boiler | Appearance Condition | Poor
Green Remodeling Decision Making | Mechanical | Hot Water Equipment | Heat Source Equipment | Boiler | Insulation/Soundproofing Status | Good
Green Remodeling Decision Making | Mechanical | Hot Water Equipment | Heat Source Equipment | Boiler | Insulation/Soundproofing Status | Normal
Green Remodeling Decision Making | Mechanical | Hot Water Equipment | Heat Source Equipment | Boiler | Insulation/Soundproofing Status | Poor
Green Remodeling Decision Making | Mechanical | Hot Water Equipment | Heat Source Equipment | Boiler | Vibration/Noise Status | Good
Green Remodeling Decision Making | Mechanical | Hot Water Equipment | Heat Source Equipment | Boiler | Vibration/Noise Status | Normal
Green Remodeling Decision Making | Mechanical | Hot Water Equipment | Heat Source Equipment | Boiler | Vibration/Noise Status | Poor
Green Remodeling Decision Making | Mechanical | Hot Water Equipment | Heat Source Equipment | Boiler | Fixed Part Coupling Status | Good
Green Remodeling Decision Making | Mechanical | Hot Water Equipment | Heat Source Equipment | Boiler | Fixed Part Coupling Status | Normal
Green Remodeling Decision Making | Mechanical | Hot Water Equipment | Heat Source Equipment | Boiler | Fixed Part Coupling Status | Poor
Green Remodeling Decision Making | Mechanical | Hot Water Equipment | Heat Source Equipment | Boiler | Equipment Surface Leakage or Not | Good
Green Remodeling Decision Making | Mechanical | Hot Water Equipment | Heat Source Equipment | Boiler | Equipment Surface Leakage or Not | Normal
Green Remodeling Decision Making | Mechanical | Hot Water Equipment | Heat Source Equipment | Boiler | Equipment Surface Leakage or Not | Poor
Green Remodeling Decision Making | Mechanical | Hot Water Equipment | Heat Source Equipment | Others | Equipment Number
Green Remodeling Decision Making | Mechanical | Hot Water Equipment | Heat Source Equipment | Others | Defective Items | Occurrence or Not
Green Remodeling Decision Making | Mechanical | Hot Water Equipment | Heat Source Equipment | Others | Defective Items | Defects Contents
Green Remodeling Decision Making | Mechanical | Hot Water Equipment | Heat Source Equipment | Others | Defective Items | Photographs
Green Remodeling Decision Making | Mechanical | Hot Water Equipment | Heat Source Equipment | Others | Improvement Level Evaluation | Necessary
Green Remodeling Decision Making | Mechanical | Hot Water Equipment | Heat Source Equipment | Others | Improvement Level Evaluation | Unnecessary
Green Remodeling Decision Making | Mechanical | Hot Water Equipment | Heat Source Equipment | Others | Appearance Condition | Good
Green Remodeling Decision Making | Mechanical | Hot Water Equipment | Heat Source Equipment | Others | Appearance Condition | Normal
Green Remodeling Decision Making | Mechanical | Hot Water Equipment | Heat Source Equipment | Others | Appearance Condition | Poor
Green Remodeling Decision Making | Mechanical | Hot Water Equipment | Heat Source Equipment | Others | Insulation/Soundproofing Status | Good
Green Remodeling Decision Making | Mechanical | Hot Water Equipment | Heat Source Equipment | Others | Insulation/Soundproofing Status | Normal
Green Remodeling Decision Making | Mechanical | Hot Water Equipment | Heat Source Equipment | Others | Insulation/Soundproofing Status | Poor
Green Remodeling Decision Making | Mechanical | Hot Water Equipment | Heat Source Equipment | Others | Vibration/Noise Status | Good
Green Remodeling Decision Making | Mechanical | Hot Water Equipment | Heat Source Equipment | Others | Vibration/Noise Status | Normal
Green Remodeling Decision Making | Mechanical | Hot Water Equipment | Heat Source Equipment | Others | Vibration/Noise Status | Poor
Green Remodeling Decision Making | Mechanical | Hot Water Equipment | Heat Source Equipment | Others | Fixed Part Coupling Status | Good
Green Remodeling Decision Making | Mechanical | Hot Water Equipment | Heat Source Equipment | Others | Fixed Part Coupling Status | Normal
Green Remodeling Decision Making | Mechanical | Hot Water Equipment | Heat Source Equipment | Others | Fixed Part Coupling Status | Poor
Green Remodeling Decision Making | Mechanical | Hot Water Equipment | Heat Source Equipment | Others | Equipment Surface Leakage or Not | Good
Green Remodeling Decision Making | Mechanical | Hot Water Equipment | Heat Source Equipment | Others | Equipment Surface Leakage or Not | Normal
Green Remodeling Decision Making | Mechanical | Hot Water Equipment | Heat Source Equipment | Others | Equipment Surface Leakage or Not | Poor
Green Remodeling Decision Making | Mechanical | Hot Water Equipment | Supply Equipment | Electric Water Heater | Equipment Number
Green Remodeling Decision Making | Mechanical | Hot Water Equipment | Supply Equipment | Electric Water Heater | Defective Items | Occurrence or Not
Green Remodeling Decision Making | Mechanical | Hot Water Equipment | Supply Equipment | Electric Water Heater | Defective Items | Defects Contents
Green Remodeling Decision Making | Mechanical | Hot Water Equipment | Supply Equipment | Electric Water Heater | Defective Items | Photographs
Green Remodeling Decision Making | Mechanical | Hot Water Equipment | Supply Equipment | Electric Water Heater | Improvement Level Evaluation | Necessary
Green Remodeling Decision Making | Mechanical | Hot Water Equipment | Supply Equipment | Electric Water Heater | Improvement Level Evaluation | Unnecessary
Green Remodeling Decision Making | Mechanical | Hot Water Equipment | Supply Equipment | Electric Water Heater | Appearance Condition | Good
Green Remodeling Decision Making | Mechanical | Hot Water Equipment | Supply Equipment | Electric Water Heater | Appearance Condition | Normal
Green Remodeling Decision Making | Mechanical | Hot Water Equipment | Supply Equipment | Electric Water Heater | Appearance Condition | Poor
Green Remodeling Decision Making | Mechanical | Hot Water Equipment | Supply Equipment | Electric Water Heater | Insulation/Soundproofing Status | Good
Green Remodeling Decision Making | Mechanical | Hot Water Equipment | Supply Equipment | Electric Water Heater | Insulation/Soundproofing Status | Normal
Green Remodeling Decision Making | Mechanical | Hot Water Equipment | Supply Equipment | Electric Water Heater | Insulation/Soundproofing Status | Poor
Green Remodeling Decision Making | Mechanical | Hot Water Equipment | Supply Equipment | Electric Water Heater | Vibration/Noise Status | Good
Green Remodeling Decision Making | Mechanical | Hot Water Equipment | Supply Equipment | Electric Water Heater | Vibration/Noise Status | Normal
Green Remodeling Decision Making | Mechanical | Hot Water Equipment | Supply Equipment | Electric Water Heater | Vibration/Noise Status | Poor
Green Remodeling Decision Making | Mechanical | Hot Water Equipment | Supply Equipment | Electric Water Heater | Fixed Part Coupling Status | Good
Green Remodeling Decision Making | Mechanical | Hot Water Equipment | Supply Equipment | Electric Water Heater | Fixed Part Coupling Status | Normal
Green Remodeling Decision Making | Mechanical | Hot Water Equipment | Supply Equipment | Electric Water Heater | Fixed Part Coupling Status | Poor
Green Remodeling Decision Making | Mechanical | Hot Water Equipment | Supply Equipment | Electric Water Heater | Equipment Surface Leakage or Not | Good
Green Remodeling Decision Making | Mechanical | Hot Water Equipment | Supply Equipment | Electric Water Heater | Equipment Surface Leakage or Not | Normal
Green Remodeling Decision Making | Mechanical | Hot Water Equipment | Supply Equipment | Electric Water Heater | Equipment Surface Leakage or Not | Poor
Green Remodeling Decision Making | Mechanical | Hot Water Equipment | Supply Equipment | Others | Equipment Number
Green Remodeling Decision Making | Mechanical | Hot Water Equipment | Supply Equipment | Others | Defective Items | Occurrence or Not
Green Remodeling Decision Making | Mechanical | Hot Water Equipment | Supply Equipment | Others | Defective Items | Defects Contents
Green Remodeling Decision Making | Mechanical | Hot Water Equipment | Supply Equipment | Others | Defective Items | Photographs
Green Remodeling Decision Making | Mechanical | Hot Water Equipment | Supply Equipment | Others | Improvement Level Evaluation | Necessary
Green Remodeling Decision Making | Mechanical | Hot Water Equipment | Supply Equipment | Others | Improvement Level Evaluation | Unnecessary
Green Remodeling Decision Making | Mechanical | Hot Water Equipment | Supply Equipment | Others | Appearance Condition | Good
Green Remodeling Decision Making | Mechanical | Hot Water Equipment | Supply Equipment | Others | Appearance Condition | Normal
Green Remodeling Decision Making | Mechanical | Hot Water Equipment | Supply Equipment | Others | Appearance Condition | Poor
Green Remodeling Decision Making | Mechanical | Hot Water Equipment | Supply Equipment | Others | Insulation/Soundproofing Status | Good
Green Remodeling Decision Making | Mechanical | Hot Water Equipment | Supply Equipment | Others | Insulation/Soundproofing Status | Normal
Green Remodeling Decision Making | Mechanical | Hot Water Equipment | Supply Equipment | Others | Insulation/Soundproofing Status | Poor
Green Remodeling Decision Making | Mechanical | Hot Water Equipment | Supply Equipment | Others | Vibration/Noise Status | Good
Green Remodeling Decision Making | Mechanical | Hot Water Equipment | Supply Equipment | Others | Vibration/Noise Status | Normal
Green Remodeling Decision Making | Mechanical | Hot Water Equipment | Supply Equipment | Others | Vibration/Noise Status | Poor
Green Remodeling Decision Making | Mechanical | Hot Water Equipment | Supply Equipment | Others | Fixed Part Coupling Status | Good
Green Remodeling Decision Making | Mechanical | Hot Water Equipment | Supply Equipment | Others | Fixed Part Coupling Status | Normal
Green Remodeling Decision Making | Mechanical | Hot Water Equipment | Supply Equipment | Others | Fixed Part Coupling Status | Poor
Green Remodeling Decision Making | Mechanical | Hot Water Equipment | Supply Equipment | Others | Equipment Surface Leakage or Not | Good
Green Remodeling Decision Making | Mechanical | Hot Water Equipment | Supply Equipment | Others | Equipment Surface Leakage or Not | Normal
Green Remodeling Decision Making | Mechanical | Hot Water Equipment | Supply Equipment | Others | Equipment Surface Leakage or Not | Poor
Green Remodeling Decision Making | Mechanical | Ventilation Equipment | Heat Recovery Ventilation | Total Heat Exchanger Installation Possibility
Green Remodeling Decision Making | Mechanical | Ventilation Equipment | Heat Recovery Ventilation | Equipment Number
Green Remodeling Decision Making | Mechanical | Ventilation Equipment | Heat Recovery Ventilation | Defective Items | Occurrence or Not
Green Remodeling Decision Making | Mechanical | Ventilation Equipment | Heat Recovery Ventilation | Defective Items | Defects Contents
Green Remodeling Decision Making | Mechanical | Ventilation Equipment | Heat Recovery Ventilation | Defective Items | Photographs
Green Remodeling Decision Making | Mechanical | Ventilation Equipment | Heat Recovery Ventilation | Improvement Level Evaluation | Necessary
Green Remodeling Decision Making | Mechanical | Ventilation Equipment | Heat Recovery Ventilation | Improvement Level Evaluation | Unnecessary
Green Remodeling Decision Making | Mechanical | Ventilation Equipment | Heat Recovery Ventilation | Appearance Condition | Good
Green Remodeling Decision Making | Mechanical | Ventilation Equipment | Heat Recovery Ventilation | Appearance Condition | Normal
Green Remodeling Decision Making | Mechanical | Ventilation Equipment | Heat Recovery Ventilation | Appearance Condition | Poor
Green Remodeling Decision Making | Mechanical | Ventilation Equipment | Heat Recovery Ventilation | Insulation/Soundproofing Status | Good
Green Remodeling Decision Making | Mechanical | Ventilation Equipment | Heat Recovery Ventilation | Insulation/Soundproofing Status | Normal
Green Remodeling Decision Making | Mechanical | Ventilation Equipment | Heat Recovery Ventilation | Insulation/Soundproofing Status | Poor
Green Remodeling Decision Making | Mechanical | Ventilation Equipment | Heat Recovery Ventilation | Vibration/Noise Status | Good
Green Remodeling Decision Making | Mechanical | Ventilation Equipment | Heat Recovery Ventilation | Vibration/Noise Status | Normal
Green Remodeling Decision Making | Mechanical | Ventilation Equipment | Heat Recovery Ventilation | Vibration/Noise Status | Poor
Green Remodeling Decision Making | Mechanical | Ventilation Equipment | Heat Recovery Ventilation | Fixed Part Coupling Status | Good
Green Remodeling Decision Making | Mechanical | Ventilation Equipment | Heat Recovery Ventilation | Fixed Part Coupling Status | Normal
Green Remodeling Decision Making | Mechanical | Ventilation Equipment | Heat Recovery Ventilation | Fixed Part Coupling Status | Poor
Green Remodeling Decision Making | Mechanical | Ventilation Equipment | Heat Recovery Ventilation | Equipment Surface Leakage or Not | Good
Green Remodeling Decision Making | Mechanical | Ventilation Equipment | Heat Recovery Ventilation | Equipment Surface Leakage or Not | Normal
Green Remodeling Decision Making | Mechanical | Ventilation Equipment | Heat Recovery Ventilation | Equipment Surface Leakage or Not | Poor
Green Remodeling Decision Making | Mechanical | Ventilation Equipment | AHU/FAN | Equipment Number
Green Remodeling Decision Making | Mechanical | Ventilation Equipment | AHU/FAN | Defective Items | Occurrence or Not
Green Remodeling Decision Making | Mechanical | Ventilation Equipment | AHU/FAN | Defective Items | Defects Contents
Green Remodeling Decision Making | Mechanical | Ventilation Equipment | AHU/FAN | Defective Items | Photographs
Green Remodeling Decision Making | Mechanical | Ventilation Equipment | AHU/FAN | Improvement Level Evaluation | Necessary
Green Remodeling Decision Making | Mechanical | Ventilation Equipment | AHU/FAN | Improvement Level Evaluation | Unnecessary
Green Remodeling Decision Making | Mechanical | Ventilation Equipment | AHU/FAN | Mechanical Room Exposure(Piping/Duct) | Appearance Condition | Good
Green Remodeling Decision Making | Mechanical | Ventilation Equipment | AHU/FAN | Mechanical Room Exposure(Piping/Duct) | Appearance Condition | Normal
Green Remodeling Decision Making | Mechanical | Ventilation Equipment | AHU/FAN | Mechanical Room Exposure(Piping/Duct) | Appearance Condition | Poor
Green Remodeling Decision Making | Mechanical | Ventilation Equipment | AHU/FAN | Mechanical Room Exposure(Piping/Duct) | Insulation/Soundproofing Status | Good
Green Remodeling Decision Making | Mechanical | Ventilation Equipment | AHU/FAN | Mechanical Room Exposure(Piping/Duct) | Insulation/Soundproofing Status | Normal
Green Remodeling Decision Making | Mechanical | Ventilation Equipment | AHU/FAN | Mechanical Room Exposure(Piping/Duct) | Insulation/Soundproofing Status | Poor
Green Remodeling Decision Making | Mechanical | Ventilation Equipment | AHU/FAN | Mechanical Room Exposure(Piping/Duct) | Vibration/Noise Status | Good
Green Remodeling Decision Making | Mechanical | Ventilation Equipment | AHU/FAN | Mechanical Room Exposure(Piping/Duct) | Vibration/Noise Status | Normal
Green Remodeling Decision Making | Mechanical | Ventilation Equipment | AHU/FAN | Mechanical Room Exposure(Piping/Duct) | Vibration/Noise Status | Poor
Green Remodeling Decision Making | Mechanical | Ventilation Equipment | AHU/FAN | Mechanical Room Exposure(Piping/Duct) | Fixed Part Coupling Status | Good
Green Remodeling Decision Making | Mechanical | Ventilation Equipment | AHU/FAN | Mechanical Room Exposure(Piping/Duct) | Fixed Part Coupling Status | Normal
Green Remodeling Decision Making | Mechanical | Ventilation Equipment | AHU/FAN | Mechanical Room Exposure(Piping/Duct) | Fixed Part Coupling Status | Poor
Green Remodeling Decision Making | Mechanical | Ventilation Equipment | AHU/FAN | Mechanical Room Exposure(Piping/Duct) | Equipment Surface Leakage or Not | Good
Green Remodeling Decision Making | Mechanical | Ventilation Equipment | AHU/FAN | Mechanical Room Exposure(Piping/Duct) | Equipment Surface Leakage or Not | Normal
Green Remodeling Decision Making | Mechanical | Ventilation Equipment | AHU/FAN | Mechanical Room Exposure(Piping/Duct) | Equipment Surface Leakage or Not | Poor
Green Remodeling Decision Making | Mechanical | Ventilation Equipment | AHU/FAN | Main Air Conditioning Equipment(Air Conditioner) | Appearance Condition | Good
Green Remodeling Decision Making | Mechanical | Ventilation Equipment | AHU/FAN | Main Air Conditioning Equipment(Air Conditioner) | Appearance Condition | Normal
Green Remodeling Decision Making | Mechanical | Ventilation Equipment | AHU/FAN | Main Air Conditioning Equipment(Air Conditioner) | Appearance Condition | Poor
Green Remodeling Decision Making | Mechanical | Ventilation Equipment | AHU/FAN | Main Air Conditioning Equipment(Air Conditioner) | Insulation/Soundproofing Status | Good
Green Remodeling Decision Making | Mechanical | Ventilation Equipment | AHU/FAN | Main Air Conditioning Equipment(Air Conditioner) | Insulation/Soundproofing Status | Normal
Green Remodeling Decision Making | Mechanical | Ventilation Equipment | AHU/FAN | Main Air Conditioning Equipment(Air Conditioner) | Insulation/Soundproofing Status | Poor
Green Remodeling Decision Making | Mechanical | Ventilation Equipment | AHU/FAN | Main Air Conditioning Equipment(Air Conditioner) | Vibration/Noise Status | Good
Green Remodeling Decision Making | Mechanical | Ventilation Equipment | AHU/FAN | Main Air Conditioning Equipment(Air Conditioner) | Vibration/Noise Status | Normal
Green Remodeling Decision Making | Mechanical | Ventilation Equipment | AHU/FAN | Main Air Conditioning Equipment(Air Conditioner) | Vibration/Noise Status | Poor
Green Remodeling Decision Making | Mechanical | Ventilation Equipment | AHU/FAN | Main Air Conditioning Equipment(Air Conditioner) | Fixed Part Coupling Status | Good
Green Remodeling Decision Making | Mechanical | Ventilation Equipment | AHU/FAN | Main Air Conditioning Equipment(Air Conditioner) | Fixed Part Coupling Status | Normal
Green Remodeling Decision Making | Mechanical | Ventilation Equipment | AHU/FAN | Main Air Conditioning Equipment(Air Conditioner) | Fixed Part Coupling Status | Poor
Green Remodeling Decision Making | Mechanical | Ventilation Equipment | AHU/FAN | Main Air Conditioning Equipment(Air Conditioner) | Equipment Surface Leakage or Not | Good
Green Remodeling Decision Making | Mechanical | Ventilation Equipment | AHU/FAN | Main Air Conditioning Equipment(Air Conditioner) | Equipment Surface Leakage or Not | Normal
Green Remodeling Decision Making | Mechanical | Ventilation Equipment | AHU/FAN | Main Air Conditioning Equipment(Air Conditioner) | Equipment Surface Leakage or Not | Poor
Green Remodeling Decision Making | Mechanical | Ventilation Equipment | AHU/FAN | Indoor Air Conditioning Unit(Convector/Fan Coil) | Appearance Condition | Good
Green Remodeling Decision Making | Mechanical | Ventilation Equipment | AHU/FAN | Indoor Air Conditioning Unit(Convector/Fan Coil) | Appearance Condition | Normal
Green Remodeling Decision Making | Mechanical | Ventilation Equipment | AHU/FAN | Indoor Air Conditioning Unit(Convector/Fan Coil) | Appearance Condition | Poor
Green Remodeling Decision Making | Mechanical | Ventilation Equipment | AHU/FAN | Indoor Air Conditioning Unit(Convector/Fan Coil) | Insulation/Soundproofing Status | Good
Green Remodeling Decision Making | Mechanical | Ventilation Equipment | AHU/FAN | Indoor Air Conditioning Unit(Convector/Fan Coil) | Insulation/Soundproofing Status | Normal
Green Remodeling Decision Making | Mechanical | Ventilation Equipment | AHU/FAN | Indoor Air Conditioning Unit(Convector/Fan Coil) | Insulation/Soundproofing Status | Poor
Green Remodeling Decision Making | Mechanical | Ventilation Equipment | AHU/FAN | Indoor Air Conditioning Unit(Convector/Fan Coil) | Vibration/Noise Status | Good
Green Remodeling Decision Making | Mechanical | Ventilation Equipment | AHU/FAN | Indoor Air Conditioning Unit(Convector/Fan Coil) | Vibration/Noise Status | Normal
Green Remodeling Decision Making | Mechanical | Ventilation Equipment | AHU/FAN | Indoor Air Conditioning Unit(Convector/Fan Coil) | Vibration/Noise Status | Poor
Green Remodeling Decision Making | Mechanical | Ventilation Equipment | AHU/FAN | Indoor Air Conditioning Unit(Convector/Fan Coil) | Fixed Part Coupling Status | Good
Green Remodeling Decision Making | Mechanical | Ventilation Equipment | AHU/FAN | Indoor Air Conditioning Unit(Convector/Fan Coil) | Fixed Part Coupling Status | Normal
Green Remodeling Decision Making | Mechanical | Ventilation Equipment | AHU/FAN | Indoor Air Conditioning Unit(Convector/Fan Coil) | Fixed Part Coupling Status | Poor
Green Remodeling Decision Making | Mechanical | Ventilation Equipment | AHU/FAN | Indoor Air Conditioning Unit(Convector/Fan Coil) | Equipment Surface Leakage or Not | Good
Green Remodeling Decision Making | Mechanical | Ventilation Equipment | AHU/FAN | Indoor Air Conditioning Unit(Convector/Fan Coil) | Equipment Surface Leakage or Not | Normal
Green Remodeling Decision Making | Mechanical | Ventilation Equipment | AHU/FAN | Indoor Air Conditioning Unit(Convector/Fan Coil) | Equipment Surface Leakage or Not | Poor
Green Remodeling Decision Making | Mechanical | Ventilation Equipment | AHU/FAN | Indoor Exposure(Piping/Duct) | Appearance Condition | Good
Green Remodeling Decision Making | Mechanical | Ventilation Equipment | AHU/FAN | Indoor Exposure(Piping/Duct) | Appearance Condition | Normal
Green Remodeling Decision Making | Mechanical | Ventilation Equipment | AHU/FAN | Indoor Exposure(Piping/Duct) | Appearance Condition | Poor
Green Remodeling Decision Making | Mechanical | Ventilation Equipment | AHU/FAN | Indoor Exposure(Piping/Duct) | Insulation/Soundproofing Status | Good
Green Remodeling Decision Making | Mechanical | Ventilation Equipment | AHU/FAN | Indoor Exposure(Piping/Duct) | Insulation/Soundproofing Status | Normal
Green Remodeling Decision Making | Mechanical | Ventilation Equipment | AHU/FAN | Indoor Exposure(Piping/Duct) | Insulation/Soundproofing Status | Poor
Green Remodeling Decision Making | Mechanical | Ventilation Equipment | AHU/FAN | Indoor Exposure(Piping/Duct) | Vibration/Noise Status | Good
Green Remodeling Decision Making | Mechanical | Ventilation Equipment | AHU/FAN | Indoor Exposure(Piping/Duct) | Vibration/Noise Status | Normal
Green Remodeling Decision Making | Mechanical | Ventilation Equipment | AHU/FAN | Indoor Exposure(Piping/Duct) | Vibration/Noise Status | Poor
Green Remodeling Decision Making | Mechanical | Ventilation Equipment | AHU/FAN | Indoor Exposure(Piping/Duct) | Fixed Part Coupling Status | Good
Green Remodeling Decision Making | Mechanical | Ventilation Equipment | AHU/FAN | Indoor Exposure(Piping/Duct) | Fixed Part Coupling Status | Normal
Green Remodeling Decision Making | Mechanical | Ventilation Equipment | AHU/FAN | Indoor Exposure(Piping/Duct) | Fixed Part Coupling Status | Poor
Green Remodeling Decision Making | Mechanical | Ventilation Equipment | AHU/FAN | Indoor Exposure(Piping/Duct) | Equipment Surface Leakage or Not | Good
Green Remodeling Decision Making | Mechanical | Ventilation Equipment | AHU/FAN | Indoor Exposure(Piping/Duct) | Equipment Surface Leakage or Not | Normal
Green Remodeling Decision Making | Mechanical | Ventilation Equipment | AHU/FAN | Indoor Exposure(Piping/Duct) | Equipment Surface Leakage or Not | Poor
Green Remodeling Decision Making | Electrical | Lighting Equipment | Equipment Number
Green Remodeling Decision Making | Electrical | Lighting Equipment | Defective Items | Occurrence or Not
Green Remodeling Decision Making | Electrical | Lighting Equipment | Defective Items | Defects Contents
Green Remodeling Decision Making | Electrical | Lighting Equipment | Defective Items | Photographs
Green Remodeling Decision Making | Electrical | Lighting Equipment | Improvement Level Evaluation | Necessary
Green Remodeling Decision Making | Electrical | Lighting Equipment | Improvement Level Evaluation | Unnecessary
Green Remodeling Decision Making | Renewable Energy | Sunlight Generation | Equipment Number
Green Remodeling Decision Making | Renewable Energy | Sunlight Generation | Defective Items | Occurrence or Not
Green Remodeling Decision Making | Renewable Energy | Sunlight Generation | Defective Items | Defects Contents
Green Remodeling Decision Making | Renewable Energy | Sunlight Generation | Defective Items | Photographs
Green Remodeling Decision Making | Renewable Energy | Sunlight Generation | Improvement Level Evaluation | Necessary
Green Remodeling Decision Making | Renewable Energy | Sunlight Generation | Improvement Level Evaluation | Unnecessary
Green Remodeling Decision Making | Renewable Energy | Sunlight Generation | Installation Consideration | Availability of PV Installation
Green Remodeling Decision Making | Renewable Energy | Sunlight Generation | Installation Consideration | PV Shading Affected
Green Remodeling Decision Making | Renewable Energy | Sunlight Generation | Installation Consideration | Maximum Solar Installable Area | Roof
Green Remodeling Decision Making | Renewable Energy | Sunlight Generation | Installation Consideration | Maximum Solar Installable Area | Outdoor
Green Remodeling Decision Making | Renewable Energy | Solar Thermal Generation | Equipment Number
Green Remodeling Decision Making | Renewable Energy | Solar Thermal Generation | Defective Items | Occurrence or Not
Green Remodeling Decision Making | Renewable Energy | Solar Thermal Generation | Defective Items | Defects Contents
Green Remodeling Decision Making | Renewable Energy | Solar Thermal Generation | Defective Items | Photographs
Green Remodeling Decision Making | Renewable Energy | Solar Thermal Generation | Improvement Level Evaluation | Necessary
Green Remodeling Decision Making | Renewable Energy | Solar Thermal Generation | Improvement Level Evaluation | Unnecessary
Green Remodeling Decision Making | Renewable Energy | Geothermal Power Generation | Equipment Number
Green Remodeling Decision Making | Renewable Energy | Geothermal Power Generation | Defective Items | Occurrence or Not
Green Remodeling Decision Making | Renewable Energy | Geothermal Power Generation | Defective Items | Defects Contents
Green Remodeling Decision Making | Renewable Energy | Geothermal Power Generation | Defective Items | Photographs
Green Remodeling Decision Making | Renewable Energy | Geothermal Power Generation | Improvement Level Evaluation | Necessary
Green Remodeling Decision Making | Renewable Energy | Geothermal Power Generation | Improvement Level Evaluation | Unnecessary
Green Remodeling Decision Making | Renewable Energy | Others | Equipment Number
Green Remodeling Decision Making | Renewable Energy | Others | Defective Items | Occurrence or Not
Green Remodeling Decision Making | Renewable Energy | Others | Defective Items | Defects Contents
Green Remodeling Decision Making | Renewable Energy | Others | Defective Items | Photographs
Green Remodeling Decision Making | Renewable Energy | Others | Improvement Level Evaluation | Necessary
Green Remodeling Decision Making | Renewable Energy | Others | Improvement Level Evaluation | Unnecessary
Green Remodeling Decision Making | BEMS | Central Monitoring | Equipment Number
Green Remodeling Decision Making | BEMS | Central Monitoring | Defective Items | Occurrence or Not
Green Remodeling Decision Making | BEMS | Central Monitoring | Defective Items | Defects Contents
Green Remodeling Decision Making | BEMS | Central Monitoring | Defective Items | Photographs
Green Remodeling Decision Making | BEMS | Central Monitoring | Improvement Level Evaluation | Necessary
Green Remodeling Decision Making | BEMS | Central Monitoring | Improvement Level Evaluation | Unnecessary
Green Remodeling Decision Making | BEMS | Remote Meter Reading | Equipment Number
Green Remodeling Decision Making | BEMS | Remote Meter Reading | Defective Items | Occurrence or Not
Green Remodeling Decision Making | BEMS | Remote Meter Reading | Defective Items | Defects Contents
Green Remodeling Decision Making | BEMS | Remote Meter Reading | Defective Items | Photographs
Green Remodeling Decision Making | BEMS | Remote Meter Reading | Improvement Level Evaluation | Necessary
Green Remodeling Decision Making | BEMS | Remote Meter Reading | Improvement Level Evaluation | Unnecessary
Green Remodeling Decision Making | Asbestos | Visual Inspection | Improvement Level Evaluation | Necessary
Green Remodeling Decision Making | Asbestos | Visual Inspection | Improvement Level Evaluation | Unnecessary
Green Remodeling Decision Making | Asbestos | Visual Inspection | Location of Asbestos Suspected Building Materials | Builidng Name
Green Remodeling Decision Making | Asbestos | Visual Inspection | Location of Asbestos Suspected Building Materials | Floor
Green Remodeling Decision Making | Asbestos | Visual Inspection | Location of Asbestos Suspected Building Materials | Room
Green Remodeling Decision Making | Asbestos | Visual Inspection | Location of Asbestos Suspected Building Materials | Place
Green Remodeling Decision Making | Asbestos | Visual Inspection | Location of Asbestos Suspected Building Materials | Photographs
Green Remodeling Related Documents | Attachment | Interview Paper
Green Remodeling Related Documents | Attachment | Survey
Green Remodeling Related Documents | Attachment | On-site Checklist